{"text_format":"1","workbook":"xlsx","n_sheets":5,"sheets":["Results","Data","Transfer (1G)","Units + Abbrev","Assumptions"],"not_rendered":{"charts":0,"images":0,"macros":1,"external_links":0,"defined_names":118,"comments":1,"pivot_tables":0},"unopened":[],"bounds":{"document_bytes":16777216,"sheet_cells":100000,"rows_first":2000,"rows_last":500,"rows_between":2000,"halvings":0,"cell_chars":16384,"cell_head_chars":4096},"cells_cut":0,"cells_raw":0,"read":"whole","date_system":"1900"}

{"sheet":"Results","index":0,"n_rows":35,"n_cols":19,"rows_kept":35,"cut":false,"hidden":false,"merged":[]}
[]
[null,null,"CENTRAL ELECTRICITY AUTHORITY: CO2 BASELINE DATABASE"]
[]
[null,null,"VERSION ",null,null,null,null,"15.0"]
[null,null,"DATE",null,null,null,null,"Dec 19"]
[null,null,"BASELINE METHODOLOGY",null,null,null,null,"ACM0002 / Ver 19.0 and \"Tool to Calculate the Emission Factor for an Electricity System\", Version 7.0"]
[]
[]
[null,null,"EMISSION FACTORS"]
[]
[]
[null,null,"Emission Factors (tCO2/MWh) (excl. Imports)",null,null,"2013-14","2014-15","2015-16","2016-17","2017-18","2018-19",null,"Emission Factors (tCO2/MWh) (incl. Imports)","2013-14","2014-15","2015-16","2016-17","2017-18","2018-19"]
[null,null,"Weighted Average Emission Rate ",null,null,0.82023883834644784,0.82854943638243439,0.82399042568219083,0.82802824032951605,0.82222656437685271,0.82469250627930968,null,"Weighted Average Emission Rate (2)",0.81513243941962643,0.82443000694150659,0.82021530146035571,0.82373306919105005,0.81813348691140686,0.82741852865648702]
[null,null,"Simple Operating Margin (1) ",null,null,1.0079437058672966,0.99624844544954871,0.97076719476595708,0.9695108415136956,0.95991381146749966,0.96480007005643509,null,"Simple Operating Margin (1) (2) ",1.000243747860849,0.99029869547979954,0.96553168995280036,0.96362768016844036,0.95433977818005977,0.96853312111118361]
[null,null,"Build Margin",null,null,0.9549568262223499,0.92847104451610096,0.90829510243747302,0.87233471528596451,0.86608856108773258,0.88105402955224499,null,"Build Margin (not adjusted for imports)",0.9549568262223499,0.92847104451610096,0.90829510243747302,0.87233471528596451,0.86608856108773258,0.88105402955224499]
[null,null,"Combined Margin (1) ",null,null,0.98145026604482322,0.96235974498282484,0.93953114860171505,0.92092277839983006,0.91300118627761617,0.92292704980434004,null,"Combined Margin (1) (2)",0.9776002870415994,0.95938486999795025,0.93691339619513669,0.91798119772720244,0.91021416963389612,0.92479357533171425]
[]
[null,null,"(1) Operating margin is based on the data for the same year. This corresponds to the ex post option ",null,null,null,null,null,null,null,null,null,"(1) Operating margin is based on the data for the same year. This corresponds to the ex post option "]
[null,null,"      given in \"Tool to Calculate the Emission Factor for an Electricity System\", Ver. 7.0 (p.16)",null,null,null,null,null,null,null,null,null,"      given in \"Tool to Calculate the Emission Factor for an Electricity System\", Ver. 7.0 (p.16)"]
[null,null,null,null,null,null,null,null,null,null,null,null,"(2) Adjustments for imports from other Indian grids are based on operating margin of exporting grid."]
[null,null,null,null,null,null,null,null,null,null,null,null,"       For imports from other countries, an emission factor of zero is used."]
[null,null,null,null,null,null,null,null,null,null,null,null,"       See \"Tool to Calculate the Emission Factor for an Electricity System\", Ver. 7.0 (p.10 & 11), options a+b"]
[]
[]
[]
[]
[null,null,"GENERATION DATA",null,null,null,null,null,null,null,null,null,"EMISSION DATA"]
[]
[null,null,null,null,null,"2013-14","2014-15","2015-16","2016-17","2017-18","2018-19",null,null,"2013-14","2014-15","2015-16","2016-17","2017-18","2018-19"]
[null,null,"Gross Generation Total (GWh)",null,null,955188.20876140962,1045451.7683547512,1103173.9069200715,1151479.3360299997,1201876.6722930002,1247574.7130910009,null,"Absolute Emissions Total (tCO2)",727364166.24504995,805384471.32095146,846261119.01273167,888341293.66662931,922182365.95223224,960898915.40925062]
[null,null,"Net Generation Total (GWh)",null,null,886771.18448983994,972041.54146477429,1027027.8544949144,1072839.3675475507,1121567.2247844897,1165160.2362005822,null,"Absolute Emissions OM (tCO2)",727364166.24504995,805384471.32095146,846269450.01187623,888341293.66662931,922182365.95223224,960898915.40925062]
[null,null,"Share of Must-Run (Hydro/Nuclear) (% of Net Generation)",null,null,0.18622554655404688,0.16833051015847922,0.15118831592095716,0.14593194333266357,0.14343709346170685,0.14521927197717754,null,"Absolute Emissions BM (tCO2)",171218145.11600873,180808002.54158178,186863158.80009577,188456478.59852543,194301044.67870212,205690708.30546987]
[null,null,"Net Generation in Operating Margin (GWh)",null,null,721631.73598984,808417.29289477435,871753.24276991445,916277.83375755092,960692.88193948974,995956.5149627775,null,"Net Imports (GWh)",3404.9800000000005,1594,0,0,0,0]
[null,null,"20% of Net Generation (GWh)",null,null,177354.23689796799,194408.30829295487,205405.5708989829,214567.87350951016,224313.44495689796,233032.04724011646,null,"Share of Net Imports (% of Net Generation)",3.8397503883246813E-3,1.6398476114487797E-3,0,0,0,0]
[null,null,"Net Generation in Build Margin (GWh)",null,null,179294.12138276364,194737.36268837011,205729.56773479842,216036.88962068481,224343.16005129632,233459.81223194982]

{"sheet":"Data","index":1,"n_rows":2511,"n_cols":44,"rows_kept":2511,"cut":false,"hidden":false,"merged":[]}
["S_NO","NAME","UNIT_NO","DT_ COMM","CAPACITY MW AS ON 31/03/2019","STATE","SECTOR","SYSTEM","TYPE","FUEL 1","FUEL 2","2014-15\n\nNet \nGeneration \nGWh","2014-15\n\nAbsolute\nEmissions\nt CO2","2014-15\n\nSpecific \nEmissions\nt CO2/MWh","2014-15\n\nin \nOperating \nMargin","2014-15\n\nin \nBuild \nMargin","2015-16\n\nNet \nGeneration \nGWh","2015-16\n\nAbsolute\nEmissions\nt CO2","2015-16\n\nSpecific \nEmissions\nt CO2/MWh","2015-16\n\nin \nOperating \nMargin","2015-16\n\nin \nBuild \nMargin","2016-17\n\nNet \nGeneration \nGWh","2016-17\n\nAbsolute\nEmissions\nt CO2","2016-17\n\nSpecific \nEmissions\nt CO2/MWh","2016-17\n\nin \nOperating \nMargin","2016-17\n\nin \nBuild \nMargin","2017-18\n\nNet \nGeneration \nGWh","2017-18\n\nAbsolute\nEmissions\nt CO2","2017-18\n\nSpecific \nEmissions\nt CO2/MWh","2017-18\n\nin \nOperating \nMargin","2017-18\n\nin \nBuild \nMargin","2018-19\n\nNet \nGeneration \nGWh","2018-19\n\nAbsolute\nEmissions\nt CO2","2018-19\n\nSpecific \nEmissions\nt CO2/MWh","2018-19\n\nin \nOperating \nMargin","2018-19\n\nin \nBuild \nMargin"]
[1,"AGARTALA GT",0,null,135,"TRIPURA","CENTER","NEEPCO","THERMAL","GAS","n/a",617.789264,490842.57418114383,0.79451457444094375,1,null,843.74699999999996,489819.0936510656,0.58052839731704597,1,null,886.00442799999996,475600.15219002921,0.53679207141618168,1,null,663.77449999999999,360293.65375758603,0.54279526218254248,1,null,626.23912800000005,347191.86378896731,0.55440781047614018,1]
[1,"AGARTALA GT",1,"1998-02-05",21,"TRIPURA","CENTER","NEEPCO","THERMAL","GAS","n/a"]
[1,"AGARTALA GT",2,"1998-02-25",21,"TRIPURA","CENTER","NEEPCO","THERMAL","GAS","n/a"]
[1,"AGARTALA GT",3,"1998-03-29",21,"TRIPURA","CENTER","NEEPCO","THERMAL","GAS","n/a"]
[1,"AGARTALA GT",4,"1998-06-26",21,"TRIPURA","CENTER","NEEPCO","THERMAL","GAS","n/a"]
[1,"AGARTALA ST-II",5,"2015-03-22",25.5,"TRIPURA","CENTER","NEEPCO","THERMAL","GAS","n/a",0,0,0,null,1,110.80883029348894,64327.672658855663,0.58052839731704597,null,1,139.79836667783636,75042.654829594685,0.53679207141618168,null,1,117.67045830135442,63870.967264823608,0.54279526218254248,null,1,122.33219415216062,67821.923910641461,0.55440781047614018,null,1]
[1,"AGARTALA ST-I",6,"2015-07-27",25.5,"TRIPURA","CENTER","NEEPCO","THERMAL","GAS","n/a",null,null,null,null,null,127.22881277753905,73859.938774295239,0.58052839731704597,null,1,156.67887717414476,84103.97902547066,0.53679207141618168,null,1,112.47996840852745,61053.593942590756,0.54279526218254248,null,1,87.956104484693711,48763.551305369656,0.55440781047614018,null,1]
[2,"AKALTARA TPP",0,null,1800,"CHATTISGARH","PVT","KSK MAHANADI POWER","THERMAL","COAL","OIL",3035.55,3027375.4139113333,0.99730704943464388,1,null,5916.37,5767114.0633398332,0.97477237957393359,1,null,6243,6125311.6851831581,0.98114875623628994,1,null,5385.5797364327955,5224012.3443398112,0.97,1,null,7279,7022065.5774603812,0.96470196145904397,1]
[2,"AKALTARA TPP",1,"2013-08-13",600,"CHATTISGARH","PVT","KSK MAHANADI POWER","THERMAL","COAL","OIL",2665.46,2637765.5911267386,0.98960989515008235,null,1,3225.16,3143796.8877066672,0.97477237957393359,null,1,3302.7712438108056,3229563.2328326129,0.97783436830044468,null,null,2451.0431468802626,2377511.8524738546,0.97]
[2,"AKALTARA TPP",2,"2014-08-22",600,"CHATTISGARH","PVT","KSK MAHANADI POWER","THERMAL","COAL","OIL",370.09,389609.80360479449,1.0527433964840835,null,1,2691.21,2623317.175633166,0.97477237957393359,null,1,2940.2287561891944,2895748.4523505461,0.98487182204955415,null,1,2451.0431468802626,2377511.8524738546,0.97,null,1,3360,3271737.0655579451,0.97373126951129318,null,1]
[2,"AKALTARA TPP",3,"2018-01-18",600,"CHATTISGARH","PVT","KSK MAHANADI POWER","THERMAL","COAL","OIL",null,null,null,null,null,null,null,null,null,null,null,null,null,null,null,483.49344267227093,468988.63939210284,0.97,null,1,3343,3181210.3111995836,0.95160344337409031,null,1]
[3,"AKRIMOTA LIG",0,null,250,"GUJARAT","STATE","GMDCL","THERMAL","LIGN","OIL",1153.421,1465492.7173446694,1.2705618480543264,1,null,1208.8520000000001,1626019.5376706847,1.3450939715289256,1,null,1175.7650000000001,1614562.9320154001,1.3732020701546652,1,null,1147.913,1516056.9383158754,1.3207071775612571,1,null,976.65499999999997,1477608.9583046269,1.5129282687383232,1]
[3,"AKRIMOTA LIG",1,"2005-03-31",125,"GUJARAT","STATE","GMDCL","THERMAL","LIGN","OIL",546.42388552161049,null,null,null,null,611.30063166272123]
[3,"AKRIMOTA LIG",2,"2005-12-19",125,"GUJARAT","STATE","GMDCL","THERMAL","LIGN","OIL",606.99711447838956,null,null,null,null,597.55136833727875]
[4,"ALIYAR",0,null,60,"TAMIL NADU","STATE","TNEB","HYDRO",null,null,157.55824999999999,0,0,null,null,152.1952,0,0,null,null,61.421349999999997,0,0,null,null,89.629599999999996,0,0,null,null,48.327150000000003,0,0]
[4,"ALIYAR",1,"1970-03-21",60,"TAMIL NADU","STATE","TNEB","HYDRO"]
[5,"ALLAIN DUHANGAN",0,null,192,"HIMACHAL","PVT","ADHPL","HYDRO",null,null,674.39109999999994,0,0,null,null,721.33519999999999,0,0,null,null,675.72439999999995,0,0,null,null,679.59494999999993,0,0,null,null,579.31885,0,0]
[5,"ALLAIN DUHANGAN",1,"2010-09-16",96,"HIMACHAL","PVT","ADHPL","HYDRO",null,null,null,null,null,null,"CDM#862",null,null,null,null,"CDM#862",null,null,null,null,"CDM#862",null,null,null,null,"CDM#862",null,null,null,null,"CDM#862"]
[5,"ALLAIN DUHANGAN",2,"2010-09-18",96,"HIMACHAL","PVT","ADHPL","HYDRO",null,null,null,null,null,null,"CDM#862",null,null,null,null,"CDM#862",null,null,null,null,"CDM#862",null,null,null,null,"CDM#862",null,null,null,null,"CDM#862"]
[6,"ALMATTI DAM",0,null,290,"KARNATAKA","STATE","KPCL","HYDRO",null,null,480.59494999999998,0,0,null,null,144.4342,0,0,null,null,402.02975000000004,0,0,null,null,439.37209999999999,0,0,null,null,406.37790000000001,0,0]
[6,"ALMATTI DAM",1,"2004-03-26",15,"KARNATAKA","STATE","KPCL","HYDRO"]
[6,"ALMATTI DAM",2,"2004-11-04",55,"KARNATAKA","STATE","KPCL","HYDRO"]
[6,"ALMATTI DAM",3,"2005-01-13",55,"KARNATAKA","STATE","KPCL","HYDRO"]
[6,"ALMATTI DAM",4,"2005-03-26",55,"KARNATAKA","STATE","KPCL","HYDRO"]
[6,"ALMATTI DAM",5,"2005-07-06",55,"KARNATAKA","STATE","KPCL","HYDRO"]
[6,"ALMATTI DAM",6,"2005-08-10",55,"KARNATAKA","STATE","KPCL","HYDRO"]
[7,"AMAR KANTAK",0,null,210,"MADHYA PRADESH","STATE","MPGPCL","THERMAL","COAL","OIL",1887.904,2418565.8946505776,1.2810852112451574,1,null,1643.046,1763171.6043164372,1.0731115284151735,1,null,1338.0930000000001,1449991.5970262606,1.0836254259055691,1,null,1563.4570000000001,1564367.9258741185,1.000582635706718,1,null,1487.88,1491881.5260198165,1.0026894144822274,1]
[7,"AMAR KANTAK",1,"1965-01-31",0,"MADHYA PRADESH","STATE","MPGPCL","THERMAL","COAL","OIL"]
[7,"AMAR KANTAK",2,"1965-03-31",0,"MADHYA PRADESH","STATE","MPGPCL","THERMAL","COAL","OIL"]
[7,"AMAR KANTAK EXT",3,"1977-09-11",0,"MADHYA PRADESH","STATE","MPGPCL","THERMAL","COAL","OIL"]
[7,"AMAR KANTAK EXT",4,"1978-03-31",0,"MADHYA PRADESH","STATE","MPGPCL","THERMAL","COAL","OIL"]
[7,"AMAR KANTAK EXT",5,"2008-06-15",210,"MADHYA PRADESH","STATE","MPGPCL","THERMAL","COAL","OIL"]
[8,"AMARAVATI TPP",0,null,1350,"MAHARASHTRA","PVT","INDIA BULLS","THERMAL","COAL","OIL",1920.971,1911145.3896964423,0.99488508139708631,1,null,5629.6629999999996,5492010.7983665774,0.97554876701617443,1,null,1701.008,1676146.0231018546,0.9853839741505358,1,null,4350.558,4349411.253469768,0.99973641391972434,1,null,3717.154,3581512.8241566904,0.96350940105163529,1]
[8,"AMARAVATI TPP",1,"2013-03-25",270,"MAHARASHTRA","PVT","INDIA BULLS","THERMAL","COAL","OIL",1260.047991646192,1253602.9487331568,0.99488508139708631,null,1,1354.4208514212442,1295350.5927146503,0.95638707227180586,null,1,354.27791638093083,345020.69611742627,0.97387017413314891,null,null,1106.7500084914777,1104696.0793217132,0.99814417966658608,null,null,603.24567683539999,592616.47007906332,0.98237997027662594]
[8,"AMARAVATI TPP",2,"2014-02-17",270,"MAHARASHTRA","PVT","INDIA BULLS","THERMAL","COAL","OIL",635.8505005974439,632598.17704326613,0.99488508139708631,null,1,1449.2797151636519,1405677.7705427222,0.96991474857149562,null,1,451.11610623185038,441184.74922959472,0.97798492036737106,null,1,1026.5759591023293,1028816.1143161971,1.002182162161509,null,null,1033.943198835311,994263.23854063335,0.96162268842294696]
[8,"AMARAVATI TPP",3,"2015-02-03",270,"MAHARASHTRA","PVT","INDIA BULLS","THERMAL","COAL","OIL",9.2168181419541853,9169.6748673802322,0.99488508139708631,null,1,1162.2665559749423,1146989.2876655974,0.98685562427069062,null,1,254.19866049036321,300934.15661750594,1.1838542187318668,null,1,788.7062499444603,792301.08089189127,1.0045578831760038,null,1,785.94291810876234,761720.42635406635,0.96918034224039673,null,1]
[8,"AMARAVATI TPP",4,"2015-03-08",270,"MAHARASHTRA","PVT","INDIA BULLS","THERMAL","COAL","OIL",4.0790985545925604,4058.2342975125566,0.99488508139708631,null,1,1075.795668356667,1063435.3496421375,0.98851053310763881,null,1,421.40572929953299,370334.95442238956,0.87880854168253941,null,1,835.7635634010511,838399.85519120435,1.0031543511892589,null,1,469.63611064446428,447876.01252212678,0.95366604562737545,null,1]
[8,"AMARAVATI TPP",5,"2015-03-13",270,"MAHARASHTRA","PVT","INDIA BULLS","THERMAL","COAL","OIL",11.776591059817241,11716.354755126475,0.99488508139708631,null,1,587.90020908349493,580558.02553035156,0.98751117376775654,null,1,220.00958759732265,218671.46688275118,0.99391789817350773,null,1,592.76221906068099,585198.12351599312,0.98723924146738917,null,1,824.38609557606219,785036.67666080059,0.95226821615936508,null,1]
[9,"ANANDPUR SAHIB ST-I&II",0,null,134,"PUNJAB","STATE","PSEB","HYDRO",null,null,614.41250000000002,0,0,null,null,665.19729999999993,0,0,null,null,670.50064999999995,0,0,null,null,644.57094999999993,0,0,null,null,425.64109999999999,0,0]
[9,"ANANDPUR SAHIB ST-I",1,"1985-04-27",33.5,"PUNJAB","STATE","PSEB","HYDRO"]
[9,"ANANDPUR SAHIB ST-I",2,"1985-05-31",33.5,"PUNJAB","STATE","PSEB","HYDRO"]
[9,"ANANDPUR SAHIB ST-II",3,"1985-05-19",33.5,"PUNJAB","STATE","PSEB","HYDRO"]
[9,"ANANDPUR SAHIB ST-II",4,"1985-05-08",33.5,"PUNJAB","STATE","PSEB","HYDRO"]
[10,"ANAPARA \"C\"",0,null,1200,"UTTAR PRADESH","PVT","LANCO ANAPARA POWER","THERMAL","COAL","OIL",7744,7440980.8674967019,0.9608704632614542,1,null,8076.8104999999996,7834506.1849999996,0.97,1,null,7902.0216,7664960.9519999996,0.97,1,null,7940.74,6644127.1687950566,0.83671385397268483,1,null,7873.973,7234425.1505833771,0.91877698216432513,1]
[10,"ANAPARA \"C\"",1,"2011-11-15",600,"UTTAR PRADESH","PVT","LANCO ANAPARA POWER","THERMAL","COAL","OIL",4040,3855229.1816116413,0.95426464891377261,null,null,4038.4052499999998,3917253.0924999998,0.97,null,null,3951.0108,3832480.4759999998,0.97]
[10,"ANAPARA \"C\"",2,"2011-11-12",600,"UTTAR PRADESH","PVT","LANCO ANAPARA POWER","THERMAL","COAL","OIL",3704,3585751.6861963384,0.96807550923227281,null,null,4038.4052499999998,3917253.0924999998,0.97,null,null,3951.0108,3832480.4759999998,0.97]
[11,"ANDHRA",0,null,16.95,"HIMACHAL","STATE","HPSEB","HYDRO",null,null,"-",0,0,null,null,"-",0,0,null,null,"-",0,0,null,null,"-",0,0,null,null,"-",0,0]
[11,"ANDHRA",1,"1987-09-29",5.65,"HIMACHAL","STATE","HPSEB","HYDRO",null,null,"-",null,null,null,null,"-",null,null,null,null,"-",null,null,null,null,"-",null,null,null,null,"-"]
[11,"ANDHRA",2,"1987-09-29",5.65,"HIMACHAL","STATE","HPSEB","HYDRO",null,null,"-",null,null,null,null,"-",null,null,null,null,"-",null,null,null,null,"-",null,null,null,null,"-"]
[11,"ANDHRA",3,"1987-12-21",5.65,"HIMACHAL","STATE","HPSEB","HYDRO",null,null,"-",null,null,null,null,"-",null,null,null,null,"-",null,null,null,null,"-",null,null,null,null,"-"]
[12,"ANOOPGARH ST I&II",0,null,9,"RAJASTHAN","STATE","RRVUNL","HYDRO",null,null,"-",0,0,null,null,"-",0,0,null,null,"-",0,0,null,null,"-",0,0,null,null,"-",0,0]
[12,"ANOOPGARH-I",1,"1987-09-08",1.5,"RAJASTHAN","STATE","RRVUNL","HYDRO",null,null,"-",null,null,null,null,"-",null,null,null,null,"-",null,null,null,null,"-",null,null,null,null,"-"]
[12,"ANOOPGARH-I",2,"1988-03-17",1.5,"RAJASTHAN","STATE","RRVUNL","HYDRO",null,null,"-",null,null,null,null,"-",null,null,null,null,"-",null,null,null,null,"-",null,null,null,null,"-"]
[12,"ANOOPGARH-I",3,"1987-09-12",1.5,"RAJASTHAN","STATE","RRVUNL","HYDRO",null,null,"-",null,null,null,null,"-",null,null,null,null,"-",null,null,null,null,"-",null,null,null,null,"-"]
[12,"ANOOPGARH II",4,"1987-12-09",1.5,"RAJASTHAN","STATE","RRVUNL","HYDRO",null,null,"-",null,null,null,null,"-",null,null,null,null,"-",null,null,null,null,"-",null,null,null,null,"-"]
[12,"ANOOPGARH II",5,"1988-01-14",1.5,"RAJASTHAN","STATE","RRVUNL","HYDRO",null,null,"-",null,null,null,null,"-",null,null,null,null,"-",null,null,null,null,"-",null,null,null,null,"-"]
[12,"ANOOPGARH II",6,"1988-03-12",1.5,"RAJASTHAN","STATE","RRVUNL","HYDRO",null,null,"-",null,null,null,null,"-",null,null,null,null,"-",null,null,null,null,"-",null,null,null,null,"-"]
[13,"ANPARA",0,null,2630,"UTTAR PRADESH","STATE","UPRVUNL","THERMAL","COAL","OIL",9670.8790000000008,9636777.0459282286,0.99647374824234991,1,null,11151.069472191359,10331756.596505219,0.92652607198535086,1,null,13227.352349999999,13001782.777564907,0.98294673291627466,1,null,15334.8763,14897317.255033514,0.97146641183101767,1,null,18697.655900000002,18117911.465594508,0.96899373710233405,1]
[13,"ANPARA",1,"1987-01-01",210,"UTTAR PRADESH","STATE","UPRVUNL","THERMAL","COAL","OIL",null,null,null,null,null,1125.777]
[13,"ANPARA",2,"1987-01-08",210,"UTTAR PRADESH","STATE","UPRVUNL","THERMAL","COAL","OIL",null,null,null,null,null,1238.057]
[13,"ANPARA",3,"1989-04-01",210,"UTTAR PRADESH","STATE","UPRVUNL","THERMAL","COAL","OIL",null,null,null,null,null,1301.4359999999999]
[13,"ANPARA",4,"1994-01-03",500,"UTTAR PRADESH","STATE","UPRVUNL","THERMAL","COAL","OIL",null,null,null,null,null,3643]
[13,"ANPARA",5,"1994-10-01",500,"UTTAR PRADESH","STATE","UPRVUNL","THERMAL","COAL","OIL",null,null,null,null,null,3691.9160000000002]
[13,"ANPARA",6,"2015-06-06",500,"UTTAR PRADESH","STATE","UPRVUNL","THERMAL","COAL","OIL",null,null,null,null,null,149.52930938271604,138542.80366905016,0.92652607198535086,null,1,1498.13,1439533.5082264026,0.96088691116685632,null,1,3376.6,3148991.9029500443,0.93259251997572834,null,1,3832.5895999999998,3529184.6172092101,0.9208355147676679,null,1]
[13,"ANPARA",7,"2016-03-06",500,"UTTAR PRADESH","STATE","UPRVUNL","THERMAL","COAL","OIL",null,null,null,null,null,12.50245061728395,11583.846460622923,0.92652607198535086,null,1,1498.13,1439533.5082264026,0.96088691116685632,null,1,1706.7,1609552.7404144683,0.94307888932704531,null,1,3789.8476000000001,3519283.8617789079,0.92860828012686003,null,1]
[14,"ANTA GT",0,null,419.33,"RAJASTHAN","CENTER","NTPC","THERMAL","GAS","NAPT",1611.9870000000001,709060.44893517438,0.43986734938630045,1,null,909,426237,0.4689075907590759,1,null,666.42,300598.63355417404,0.45106484432366084,1,null,430,208625,0.48517441860465116,1,null,528.28,252432.05736114713,0.47783761899210103,1]
[14,"ANTA GT",1,"1989-01-20",88.71,"RAJASTHAN","CENTER","NTPC","THERMAL","GAS","NAPT"]
[14,"ANTA GT",2,"1989-03-04",88.71,"RAJASTHAN","CENTER","NTPC","THERMAL","GAS","NAPT"]
[14,"ANTA GT",3,"1989-05-04",88.71,"RAJASTHAN","CENTER","NTPC","THERMAL","GAS","NAPT"]
[14,"ANTA GT",4,"1990-03-05",153.19999999999999,"RAJASTHAN","CENTER","NTPC","THERMAL","GAS","NAPT"]
[15,"ANUPUR TPP",0,null,1200,"MADHYA PRADESH","PVT","MB POWER (MP)","THERMAL","COAL","OIL",null,null,null,null,null,2702.8232000000003,2621738.5040000002,0.97,1,null,3515.7495999999996,3410277.1119999997,0.97,1,null,5777.12,5985070.3146718182,1.0359954985653437,1,null,6241.8010000000004,6522398.8315816037,1.0449546263300613,1]
[15,"ANUPUR TPP",1,"2015-04-20",600,"MADHYA PRADESH","PVT","MB POWER (MP)","THERMAL","COAL","OIL",null,null,null,null,null,1315.2979285513363,1275838.9906947962,0.97,null,1,1757.8747999999998,1705138.5559999999,0.97,null,1,3027.19,3162361.8048454868,1.0446525671812761,null,1,3170.4009999999998,3312950.2535771606,1.0449625311047912,null,1]
[15,"ANUPUR TPP",2,"2016-03-30",600,"MADHYA PRADESH","PVT","MB POWER (MP)","THERMAL","COAL","OIL",null,null,null,null,null,1387.5252714486635,1345899.5133052035,0.97,null,1,1757.8747999999998,1705138.5559999999,0.97,null,1,2749.93,2822708.5098263319,1.0264655863335912,null,1,3071.4,3209448.5780044426,1.0449464667592767,null,1]
[16,"AURAIYA GT",0,null,652,"UTTAR PRADESH","CENTER","NTPC","THERMAL","GAS","NAPT",1607,801042,0.49847044181705041,1,null,1465,696109,0.47515972696245734,1,null,509,237490.15913999997,0.46658184506876221,1,null,357,182661,0.5116554621848739,1,null,521,258510.75363583202,0.49618186878278697,1]
[16,"AURAIYA GT",1,"1989-03-29",112,"UTTAR PRADESH","CENTER","NTPC","THERMAL","GAS","NAPT",null,null,null,null,null,null,null,null,null,null,null,null,null,null,null,null,null,null,null,null,null,0]
[16,"AURAIYA GT",2,"1989-07-21",112,"UTTAR PRADESH","CENTER","NTPC","THERMAL","GAS","NAPT",null,null,null,null,null,null,null,null,null,null,null,null,null,null,null,null,null,null,null,null,null,0]
[16,"AURAIYA GT",3,"1989-08-09",112,"UTTAR PRADESH","CENTER","NTPC","THERMAL","GAS","NAPT",null,null,null,null,null,null,null,null,null,null,null,null,null,null,null,null,null,null,null,null,null,0]
[16,"AURAIYA GT",4,"1989-09-29",112,"UTTAR PRADESH","CENTER","NTPC","THERMAL","GAS","NAPT",null,null,null,null,null,null,null,null,null,null,null,null,null,null,null,null,null,null,null,null,null,0]
[16,"AURAIYA GT",5,"1989-12-29",102,"UTTAR PRADESH","CENTER","NTPC","THERMAL","GAS","NAPT",null,null,null,null,null,null,null,null,null,null,null,null,null,null,null,null,null,null,null,null,null,0]
[16,"AURAIYA GT",6,"1990-06-12",102,"UTTAR PRADESH","CENTER","NTPC","THERMAL","GAS","NAPT",null,null,null,null,null,null,null,null,null,null,null,null,null,null,null,null,null,null,null,null,null,0]
[17,"AVANTHA BHANDAR TPP",0,null,600,"CHATTISGARH","PVT","KORBA WEST POWER CO LTD","THERMAL","COAL","OIL",0,0,0,1,null,986.24734999999998,956659.92949999997,0.97,1,null,283.2,308185.56216077943,1.0882258550874981,1,null,540.29,620158.90328612877,1.1478259884249733,1,null,0,0,0,1]
[17,"AVANTHA BHANDAR TPP",1,"2017-04-29",600,"CHATTISGARH","PVT","KORBA WEST POWER CO LTD","THERMAL","COAL","OIL",0,0,null,null,1,986.24734999999998,956659.92949999997,0.97,null,1,283.2,308185.56216077943,1.0882258550874981,null,1,540.29,620158.90328612877,1.1478259884249733,null,1,0,0,0,null,1]
[18,"B. BRIDGE D.G",0,null,0,"TAMIL NADU","PVT","GMR ENERG","THERMAL","OIL","n/a",573.274,340012.5193082206,0.59310647143987105,1,null,0,0,0,1,null,0,0,0,1,null,0,0,0,1,null,0,0,0,1]
[18,"B. BRIDGE D.G",1,"1999-02-15",50,"TAMIL NADU","PVT","GMR ENERG","THERMAL","OIL","n/a",null,null,null,null,null,null,null,null,null,null,null,null,null,null,null,null,null,null,null,null,null,0]
[18,"B. BRIDGE D.G",2,"1999-02-15",50,"TAMIL NADU","PVT","GMR ENERG","THERMAL","OIL","n/a",null,null,null,null,null,null,null,null,null,null,null,null,null,null,null,null,null,null,null,null,null,0]
[18,"B. BRIDGE D.G",3,"1998-12-31",50,"TAMIL NADU","PVT","GMR ENERG","THERMAL","OIL","n/a",null,null,null,null,null,null,null,null,null,null,null,null,null,null,null,null,null,null,null,null,null,0]
[18,"B. BRIDGE D.G",4,"1998-12-31",50,"TAMIL NADU","PVT","GMR ENERG","THERMAL","OIL","n/a",null,null,null,null,null,null,null,null,null,null,null,null,null,null,null,null,null,null,null,null,null,0]
[19,"BADARPUR",0,null,705,"DELHI","CENTER","NTPC","THERMAL","COAL","OIL",2936,3345645,1.139524863760218,1,null,2013,2273375,1.1293467461500248,1,null,1511,1735751.7291746256,1.1487436989904869,1,null,1395,1583804.1986128548,1.1353435115504336,1,null,1268,1411159.409616706,1.1129017425999259,1]
[19,"BADARPUR",1,"1973-07-26",95,"DELHI","CENTER","NTPC","THERMAL","COAL","OIL",null,null,null,null,null,null,null,null,null,null,null,null,null,null,null,null,null,null,null,null,null,0]
[19,"BADARPUR",2,"1974-08-05",95,"DELHI","CENTER","NTPC","THERMAL","COAL","OIL",null,null,null,null,null,null,null,null,null,null,null,null,null,null,null,null,null,null,null,null,null,0]
[19,"BADARPUR",3,"1975-03-29",95,"DELHI","CENTER","NTPC","THERMAL","COAL","OIL",null,null,null,null,null,null,null,null,null,null,null,null,null,null,null,null,null,null,null,null,null,0]
[19,"BADARPUR",4,"1978-12-02",210,"DELHI","CENTER","NTPC","THERMAL","COAL","OIL",null,null,null,null,null,null,null,null,null,null,null,null,null,null,null,null,null,null,null,null,null,0]
[19,"BADARPUR",5,"1981-12-25",210,"DELHI","CENTER","NTPC","THERMAL","COAL","OIL",null,null,null,null,null,null,null,null,null,null,null,null,null,null,null,null,null,null,null,null,null,0]
[20,"BAGLIHAR HEP",0,null,450,"JAMMU & KASHMIR","CENTER","JKPDC","HYDRO",null,null,2925.21045,0,0,null,null,2985.1392999999998,0,0,null,null,2173.6372000000001,0,0,null,null,2494.1764499999999,0,0,null,null,2279.69425,0,0]
[20,"BAGLIHAR HEP",1,"2008-09-19",150,"JAMMU & KASHMIR","CENTER","JKPDC","HYDRO",null,null,null,null,null,null,null,null,null,null,null,null,null,null,null,null,null,null,null,null,null,null,null,0]
[20,"BAGLIHAR HEP",2,"2008-10-26",150,"JAMMU & KASHMIR","CENTER","JKPDC","HYDRO",null,null,null,null,null,null,null,null,null,null,null,null,null,null,null,null,null,null,null,null,null,null,null,0]
[20,"BAGLIHAR HEP",3,"2008-11-14",150,"JAMMU & KASHMIR","CENTER","JKPDC","HYDRO",null,null,null,null,null,null,null,null,null,null,null,null,null,null,null,null,null,null,null,null,null,null,null,0]
[21,"BAGLIHAR HEP-II",0,null,450,"JAMMU & KASHMIR","CENTER","JKPDC","HYDRO",null,null,null,null,null,null,null,55.322000000000003,0,0,null,null,1750.1850999999999,0,0,null,null,1812.84025,0,0,null,null,1848.6204500000001,0,0]
[21,"BAGLIHAR HEP-II",1,"2015-10-26",150,"JAMMU & KASHMIR","CENTER","JKPDC","HYDRO",null,null,null,null,null,null,null,15.820681238615666,0,0,null,1,583.39503333333346,0,0,null,1,604.28008333333344,0,0,null,1,616.20681666666667,0,0,null,1]
[21,"BAGLIHAR HEP-II",2,"2015-09-29",150,"JAMMU & KASHMIR","CENTER","JKPDC","HYDRO",null,null,null,null,null,null,null,18.541435336976324,0,0,null,1,583.39503333333346,0,0,null,1,604.28008333333344,0,0,null,1,616.20681666666667,0,0,null,1]
[21,"BAGLIHAR HEP-II",3,"2015-09-05",150,"JAMMU & KASHMIR","CENTER","JKPDC","HYDRO",null,null,null,null,null,null,null,20.959883424408016,0,0,null,1,583.39503333333346,0,0,null,1,604.28008333333344,0,0,null,1,616.20681666666667,0,0,null,1]
[22,"BAIRA SIUL",0,null,180,"HIMACHAL","CENTER","NHPC","HYDRO",null,null,792.68664999999999,0,0,null,null,741.86205000000007,0,0,null,null,665.98335000000009,0,0,null,null,638.52134999999998,0,0,null,null,364.83665000000002,0,0]
[22,"BAIRA SIUL",1,"1980-05-18",60,"HIMACHAL","CENTER","NHPC","HYDRO",null,null,null,null,null,null,null,null,null,null,null,null,null,null,null,null,null,null,null,null,null,null,null,0]
[22,"BAIRA SIUL",2,"1980-05-19",60,"HIMACHAL","CENTER","NHPC","HYDRO",null,null,null,null,null,null,null,null,null,null,null,null,null,null,null,null,null,null,null,null,null,null,null,0]
[22,"BAIRA SIUL",3,"1981-09-13",60,"HIMACHAL","CENTER","NHPC","HYDRO",null,null,null,null,null,null,null,null,null,null,null,null,null,null,null,null,null,null,null,null,null,null,null,0]
[23,"BAKRESWAR",0,null,1050,"WEST BENGAL","STATE","WBPDC","THERMAL","COAL","OIL",7235.2809999999999,7634813.6098176595,1.055220054316848,1,null,5979.125,6282023.2663596813,1.050659296529121,1,null,6341.2020000000002,6611720.1122242333,1.0426603839814963,1,null,6779.2560000000003,6995076.7825180069,1.0318354672722208,1,null,6526.6450000000004,6752910.5927431965,1.0346679791444449,1]
[23,"BAKRESWAR",1,"1999-07-18",210,"WEST BENGAL","STATE","WBPDC","THERMAL","COAL","OIL",null,null,null,null,null,null,null,null,null,null,null,null,null,null,null,null,null,null,null,null,null,0]
[23,"BAKRESWAR",2,"2000-05-20",210,"WEST BENGAL","STATE","WBPDC","THERMAL","COAL","OIL",null,null,null,null,null,null,null,null,null,null,null,null,null,null,null,null,null,null,null,null,null,0]
[23,"BAKRESWAR",3,"2001-03-21",210,"WEST BENGAL","STATE","WBPDC","THERMAL","COAL","OIL",null,null,null,null,null,null,null,null,null,null,null,null,null,null,null,null,null,null,null,null,null,0]
[23,"BAKRESWAR",4,"2007-12-23",210,"WEST BENGAL","STATE","WBPDC","THERMAL","COAL","OIL",null,null,null,null,null,null,null,null,null,null,null,null,null,null,null,null,null,null,null,null,null,0]
[23,"BAKRESWAR",5,"2009-06-07",210,"WEST BENGAL","STATE","WBPDC","THERMAL","COAL","OIL",null,null,null,null,null,null,null,null,null,null,null,null,null,null,null,null,null,null,null,null,null,0]
[24,"BALIMELA",0,null,510,"ORISSA","STATE","OHPC","HYDRO",null,null,1332.53385,0,0,null,null,618.90989999999999,0,0,null,null,996.37310000000002,0,0,null,null,1469.80405,0,0,null,null,1723.5489499999999,0,0]
[24,"BALIMELA",1,"1973-08-14",60,"ORISSA","STATE","OHPC","HYDRO"]
[24,"BALIMELA",2,"1974-01-25",60,"ORISSA","STATE","OHPC","HYDRO"]
[24,"BALIMELA",3,"1974-08-24",60,"ORISSA","STATE","OHPC","HYDRO"]
[24,"BALIMELA",4,"1975-03-26",60,"ORISSA","STATE","OHPC","HYDRO"]
[24,"BALIMELA",5,"1976-05-07",60,"ORISSA","STATE","OHPC","HYDRO"]
[24,"BALIMELA",6,"1976-05-07",60,"ORISSA","STATE","OHPC","HYDRO"]
[24,"BALIMELA",7,"2008-01-05",75,"ORISSA","STATE","OHPC","HYDRO"]
[24,"BALIMELA",8,"2008-03-27",75,"ORISSA","STATE","OHPC","HYDRO"]
[25,"BALCO TPP",0,null,600,"CHATTISGARH","PVT","BALCO INDIA PVT LTD.","THERMAL","COAL","OIL",null,null,null,null,null,1437.9547,1423575.1529999999,0.99,1,null,2800,2970859.3758288454,1.0610212056531592,1,null,2120.6799999999998,2159037.7722157408,1.0180874871341932,1,null,2553,2538420.4416577159,0.99428924467595603,1]
[25,"BALCO TPP",1,"2015-06-05",300,"CHATTISGARH","PVT","BALCO INDIA PVT LTD.","THERMAL","COAL","OIL",null,null,null,null,null,1405.1674592833876,1391115.7846905538,0.99,null,1,1446,1453514.9579154807,1.0051970663315912,null,1,1284.8800000000001,1285605.5110781041,1.000564652791003,null,1,1249,1256797.2144581659,1.0062427657791562,null,1]
[25,"BALCO TPP",2,"2016-03-24",300,"CHATTISGARH","PVT","BALCO INDIA PVT LTD.","THERMAL","COAL","OIL",null,null,null,null,null,32.787240716612381,32459.368309446254,0.99,null,1,1354,1517344.4179500262,1.1206384179837712,null,1,835.8,873432.26113763649,1.0450254380684811,null,1,1304,1281623.2274729419,0.98283989836882035,null,1]
[26,"BANDAKHAR TPP",0,null,300,"CHATTISGARH","PVT","MARUTI CLEAN COAL CH. LTD","THERMAL","COAL","OIL",null,null,null,null,null,196.7602,194792.598,0.99,1,null,1290.33,1369038.5996668029,1.060998813998592,1,null,2018.79,2108331.1230861833,1.0443538570560502,1,null,1944.95,2059560.046521303,1.0589269886224855,1]
[26,"BANDAKHAR TPP",1,"2015-06-19",300,"CHATTISGARH","PVT","MARUTI CLEAN COAL CH. LTD","THERMAL","COAL","OIL",null,null,null,null,null,196.7602,194792.598,0.99,null,1,1290.33,1369038.5996668029,1.060998813998592,null,1,2018.79,2108331.1230861833,1.0443538570560502,null,1,1944.95,2059560.046521303,1.0589269886224855,null,1]
[27,"BANDEL",0,null,335,"WEST BENGAL","STATE","WBPDC","THERMAL","COAL","OIL",946.14099999999996,1274027.7965657688,1.3465517259750595,1,null,948.83100000000002,1270210.5817383521,1.3387110894757359,1,null,1668.6310000000001,2076047.8697007981,1.2441623520723262,1,null,1713.201,2032923.000896147,1.1866225859640209,1,null,1166.3420000000001,1522322.9265268538,1.305211444436412,1]
[27,"BANDEL",1,"1965-11-30",60,"WEST BENGAL","STATE","WBPDC","THERMAL","COAL","OIL",null,null,null,null,null,null,null,null,null,null,null,null,null,null,null,null,null,null,null,null,null,0]
[27,"BANDEL",2,"1966-05-31",60,"WEST BENGAL","STATE","WBPDC","THERMAL","COAL","OIL",null,null,null,null,null,null,null,null,null,null,null,null,null,null,null,null,null,null,null,null,null,0]
[27,"BANDEL",3,"1965-11-30",0,"WEST BENGAL","STATE","WBPDC","THERMAL","COAL","OIL",null,null,null,null,null,null,null,null,null,null,null,null,null,null,null,null,null,null,null,null,null,0]
[27,"BANDEL",4,"1967-05-31",0,"WEST BENGAL","STATE","WBPDC","THERMAL","COAL","OIL",null,null,null,null,null,null,null,null,null,null,null,null,null,null,null,null,null,null,null,null,null,0]
[27,"BANDEL",5,"1982-10-08",215,"WEST BENGAL","STATE","WBPDC","THERMAL","COAL","OIL",null,null,null,null,null,null,null,null,null,null,null,null,null,null,null,null,null,null,null,null,null,0]
[28,"BANER",0,null,12,"HIMACHAL","STATE","HPSEB","HYDRO",null,null,"-",0,0,null,null,"-",0,0,null,null,"-",0,0,null,null,"-",0,0,null,null,"-",0,0]
[28,"BANER",1,"1996-05-13",4,"HIMACHAL","STATE","HPSEB","HYDRO",null,null,"-",null,null,null,null,"-",null,null,null,null,"-",null,null,null,null,"-",null,null,null,null,"-",0]
[28,"BANER",2,"1996-05-18",4,"HIMACHAL","STATE","HPSEB","HYDRO",null,null,"-",null,null,null,null,"-",null,null,null,null,"-",null,null,null,null,"-",null,null,null,null,"-",0]
[28,"BANER",3,"1996-08-25",4,"HIMACHAL","STATE","HPSEB","HYDRO",null,null,"-",null,null,null,null,"-",null,null,null,null,"-",null,null,null,null,"-",null,null,null,null,"-",0]
[29,"BANSAGAR (I)",0,null,315,"MADHYA PRADESH","STATE","MPGPCL","HYDRO",null,null,1075.9531999999999,0,0,null,null,571.60760000000005,0,0,null,null,1232.8249000000001,0,0,null,null,542.64314999999999,0,0,null,null,575.45825000000002,0,0]
[29,"BANSAGAR (I)",1,"1991-08-27",105,"MADHYA PRADESH","STATE","MPGPCL","HYDRO",null,null,null,null,null,null,null,null,null,null,null,null,null,null,null,null,null,null,null,null,null,null,null,0]
[29,"BANSAGAR (I)",2,"1992-08-08",105,"MADHYA PRADESH","STATE","MPGPCL","HYDRO",null,null,null,null,null,null,null,null,null,null,null,null,null,null,null,null,null,null,null,null,null,null,null,0]
[29,"BANSAGAR (I)",3,"1992-08-30",105,"MADHYA PRADESH","STATE","MPGPCL","HYDRO",null,null,null,null,null,null,null,null,null,null,null,null,null,null,null,null,null,null,null,null,null,null,null,0]
[30,"BANSAGAR (II)",0,null,30,"MADHYA PRADESH","STATE","MPGPCL","HYDRO",null,null,85.65955000000001,0,0,null,null,106.9426,0,0,null,null,109.18135000000001,0,0,null,null,55.839399999999998,0,0,null,null,36.90455,0,0]
[30,"BANSAGAR (II)",1,"2002-02-18",15,"MADHYA PRADESH","STATE","MPGPCL","HYDRO",null,null,null,null,null,null,null,null,null,null,null,null,null,null,null,null,null,null,null,null,null,null,null,0]
[30,"BANSAGAR (II)",2,"2002-09-01",15,"MADHYA PRADESH","STATE","MPGPCL","HYDRO",null,null,null,null,null,null,null,null,null,null,null,null,null,null,null,null,null,null,null,null,null,null,null,0]
[31,"BANSAGAR (III)",0,null,60,"MADHYA PRADESH","STATE","MPGPCL","HYDRO",null,null,120.44475,0,0,null,null,39.680600000000005,0,0,null,null,53.212599999999995,0,0,null,null,68.455999999999989,0,0,null,null,84.8934,0,0]
[31,"BANSAGAR (III)",1,"2000-11-26",20,"MADHYA PRADESH","STATE","MPGPCL","HYDRO",null,null,null,null,null,null,null,null,null,null,null,null,null,null,null,null,null,null,null,null,null,null,null,0]
[31,"BANSAGAR (III)",2,"2001-08-25",20,"MADHYA PRADESH","STATE","MPGPCL","HYDRO",null,null,null,null,null,null,null,null,null,null,null,null,null,null,null,null,null,null,null,null,null,null,null,0]
[31,"BANSAGAR (III)",3,"2002-09-02",20,"MADHYA PRADESH","STATE","MPGPCL","HYDRO",null,null,null,null,null,null,null,null,null,null,null,null,null,null,null,null,null,null,null,null,null,null,null,0]
[32,"BANSAGAR (IV)",0,null,20,"MADHYA PRADESH","STATE","MPGPCL","HYDRO",null,null,"-",0,0,null,null,"-",0,0,null,null,"-",0,0,null,null,"-",0,0,null,null,"-",0,0]
[32,"BANSAGAR (IV)",1,"2006-08-20",10,"MADHYA PRADESH","STATE","MPGPCL","HYDRO",null,null,"-",null,null,null,null,"-",null,null,null,null,"-",null,null,null,null,"-",null,null,null,null,"-",0]
[32,"BANSAGAR (IV)",2,"2006-08-30",10,"MADHYA PRADESH","STATE","MPGPCL","HYDRO",null,null,"-",null,null,null,null,"-",null,null,null,null,"-",null,null,null,null,"-",null,null,null,null,"-",0]
[33,"BARADARHA TPP",0,null,1200,"CHATTISGARH","PVT","DB POWER LTD","THERMAL","COAL","OIL",265.77999999999997,311143.92250959354,1.1706822278184723,1,null,2316.1071999999999,2246623.9839999997,0.97,1,null,6773.7879999999996,6474803.671771544,0.95586157579356557,1,null,6153.76,5966616.5377744865,0.96958876163101682,1,null,6344.82,5976675.3799403077,0.94197713724586485,1]
[33,"BARADARHA TPP",1,"2014-02-23",600,"CHATTISGARH","PVT","DB POWER LTD","THERMAL","COAL","OIL",264.33,307612.38193611027,1.163743736753718,null,1,1158.0536,1123311.9919999999,0.97,null,1,3475.7370000000001,3327202.7652018927,0.95726539873468341,null,1,3031.63,2929783.7970511857,0.96640546407417316,null,null,3302.6260000000002,3120472.4266420556,0.94484583681048218]
[33,"BARADARHA TPP",2,"2015-03-24",600,"CHATTISGARH","PVT","DB POWER LTD","THERMAL","COAL","OIL",1.45,3531.5405734833002,2.4355452230919314,null,1,1158.0536,1123311.9919999999,0.97,null,1,3298.0509999999999,3147600.906569662,0.95438212040070391,null,1,3122.11,3036832.739899369,0.97268601679613109,null,1,3042.194,2856202.9526404096,0.93886285774030509,null,1]
[34,"BARAMURA",0,null,42,"TRIPURA","STATE","TSECL","THERMAL","GAS","n/a",304.83280000000002,247683.19622646723,0.8125214748100178,1,null,231.62643600000001,203373.21184030868,0.87802245439855009,1,null,187.19366933910322,123547.82176380813,0.66,1,null,178.10668999999999,142202.45442259088,0.79841163980191243,1,null,173.72,141887.51983300253,0.81675984246490052,1]
[34,"BARAMURA",1,"2002-11-27",21,"TRIPURA","STATE","TSECL","THERMAL","GAS","n/a",144.69049999999999,null,null,null,null,null,null,null,null,null,null,null,null,null,null,null,null,null,null,null,null,0]
[34,"BARAMURA",2,"2010-08-03",21,"TRIPURA","STATE","TSECL","THERMAL","GAS","n/a",160.14230000000001,null,null,null,null,null,null,null,null,null,null,null,null,null,null,null,null,null,null,null,null,0]
[35,"BARAUNI",0,null,720,"BIHAR","STATE","BSEB","THERMAL","COAL","OIL",0,0,0,1,null,0,0,0,1,null,120.90364,216969.97111793279,1.7945693869757171,1,null,34.709800000000001,68988.718868402531,1.987586182242552,1,null,40.15061665635222,41756.641322606316,1.04,1]
[35,"BARAUNI",1,"1969-10-31",0,"BIHAR","STATE","BSEB","THERMAL","COAL","OIL",null,null,null,null,null,null,null,null,null,null,null,null,null,null,null,null,null,null,null,null,null,0]
[35,"BARAUNI",2,"1971-11-30",0,"BIHAR","STATE","BSEB","THERMAL","COAL","OIL",null,null,null,null,null,null,null,null,null,null,null,null,null,null,null,null,null,null,null,null,null,0]
[35,"BARAUNI",3,"1983-05-01",110,"BIHAR","STATE","BSEB","THERMAL","COAL","OIL",null,null,null,null,null,null,null,null,null,null,null,null,null,null,null,null,null,null,null,null,null,0]
[35,"BARAUNI",4,"1985-03-31",110,"BIHAR","STATE","BSEB","THERMAL","COAL","OIL",null,null,null,null,null,null,null,null,null,null,null,null,null,null,null,null,null,null,null,null,null,0]
[35,"BARAUNI (EXT)",8,"2018-01-11",250,"BIHAR","STATE","BSEB","THERMAL","COAL","OIL",null,null,null,null,null,null,null,null,null,null,null,null,null,null,null,0,0,0,null,1,0,0,0,null,1]
[35,"BARAUNI (EXT)",9,"2018-03-31",250,"BIHAR","STATE","BSEB","THERMAL","COAL","OIL",null,null,null,null,null,null,null,null,null,null,null,null,null,null,null,0,0,0,null,1,0,0,0,null,1]
[36,"BARGI",0,null,90,"MADHYA PRADESH","STATE","MPGPCL","HYDRO",null,null,495.96769999999998,0,0,null,null,326.45950000000005,0,0,null,null,443.24265000000003,0,0,null,null,158.25475,0,0,null,null,354.40904999999998,0,0]
[36,"BARGI",1,"1988-06-03",45,"MADHYA PRADESH","STATE","MPGPCL","HYDRO",null,null,null,null,null,null,null,null,null,null,null,null,null,null,null,null,null,null,null,null,null,null,null,0]
[36,"BARGI",2,"1988-11-29",45,"MADHYA PRADESH","STATE","MPGPCL","HYDRO",null,null,null,null,null,null,null,null,null,null,null,null,null,null,null,null,null,null,null,null,null,null,null,0]
[37,"BARH STPP II",0,null,1320,"BIHAR","CENTER","NTPC","THERMAL","COAL","OIL",1221,1010931,0.82795331695331698,1,null,4056,3831934,0.94475690335305718,1,null,7177,6986337.6730854986,0.97343425847645237,1,null,8778,8196187.8425232405,0.93371928030567786,1,null,9334,8418406.0068981238,0.9019076501926423,1]
[37,"BARH STPP II",1,"2013-11-30",660,"BIHAR","CENTER","NTPC","THERMAL","COAL","OIL",1221,1010931,0.82795331695331698,null,1,2032.6588559614061,1920368.4863312659,0.94475690335305718,null,1,3588.5,3493168.8365427493,0.97343425847645237,null,1,4389,4098093.9212616202,0.93371928030567786,null,null,4667,4209203.0034490619,0.9019076501926423]
[37,"BARH STPP II",2,"2015-03-04",660,"BIHAR","CENTER","NTPC","THERMAL","COAL","OIL",0,0,0,null,1,2032.6588559614061,1920368.4863312659,0.94475690335305718,null,1,3588.5,3493168.8365427493,0.97343425847645237,null,1,4389,4098093.9212616202,0.93371928030567786,null,1,4667,4209203.0034490619,0.9019076501926423,null,1]
[38,"BARKHERA TPP",0,null,90,"UTTAR PRADESH","PVT","BAJAJ ENERGY PVT","THERMAL","COAL","OIL",505.76,639221.68683355139,1.2638834364788663,1,null,306.37900000000002,384422.36536095431,1.254728180981576,1,null,354.9,451305.33968566795,1.2716408556936263,1,null,171.35499999999999,218555.03589585476,1.2754517574383868,1,null,133.9128,163662.02923286878,1.2221537390964028,1]
[38,"BARKHERA TPP",1,"2011-11-06",45,"UTTAR PRADESH","PVT","BAJAJ ENERGY PVT","THERMAL","COAL","OIL",256.53844575713634,324234.6924124767,1.2638834364788663,null,null,152.36031961822596,191170.78668834819,1.254728180981576,null,null,null,0,null,null,null,null,0]
[38,"BARKHERA TPP",2,"2012-01-28",45,"UTTAR PRADESH","PVT","BAJAJ ENERGY PVT","THERMAL","COAL","OIL",249.2215542428637,314986.99442107475,1.2638834364788663,null,1,154.01868038177409,193251.57867260615,1.254728180981576,null,null,null,0,null,null,null,null,0]
[39,"BARSINGAR LIGNITE",0,null,250,"RAJASTHAN","CENTER","NLC","THERMAL","LIGN","OIL",1255.732,1507894.4521274331,1.2008091313492317,1,null,1165.318,1384470.7752205082,1.1880626363108682,1,null,1274.999,1567182.0927923801,1.2291633897692313,1,null,1436.0719999999999,1766406.031204917,1.2300260928455657,1,null,1179.0070000000001,1453111.3470264196,1.2324874636252536,1]
[39,"BARSINGAR LIGNITE",1,"2010-06-28",125,"RAJASTHAN","CENTER","NLC","THERMAL","LIGN","OIL",null,null,null,null,null,null,null,null,null,null,null,null,null,null,null,null,null,null,null,null,null,0]
[39,"BARSINGAR LIGNITE",2,"2011-01-25",125,"RAJASTHAN","CENTER","NLC","THERMAL","LIGN","OIL",null,null,null,null,null,null,null,null,null,null,null,null,null,null,null,null,null,null,null,null,null,0]
[40,"BASIN BRIDGE GT",0,null,120,"TAMIL NADU","STATE","TNEB","THERMAL","NAPT","DISL",2.8538700000000001,2716.0137322777882,0.95169497288866978,1,null,8.2959124729978395,5060.5066085286817,0.61,1,null,10.46898,10718.428930602975,1.0238274340578524,1,null,5.85771,6278.920927374952,1.0719070980596432,1,null,5.6000000000000001E-2,72.132807783546568,1.2880858532776172,1]
[40,"BASIN BRIDGE GT",1,"1996-02-12",30,"TAMIL NADU","STATE","TNEB","THERMAL","NAPT","DISL",null,null,null,null,null,null,null,null,null,null,null,null,null,null,null,null,null,null,null,null,null,0]
[40,"BASIN BRIDGE GT",2,"1996-02-25",30,"TAMIL NADU","STATE","TNEB","THERMAL","NAPT","DISL",null,null,null,null,null,null,null,null,null,null,null,null,null,null,null,null,null,null,null,null,null,0]
[40,"BASIN BRIDGE GT",3,"1996-03-26",30,"TAMIL NADU","STATE","TNEB","THERMAL","NAPT","DISL",null,null,null,null,null,null,null,null,null,null,null,null,null,null,null,null,null,null,null,null,null,0]
[40,"BASIN BRIDGE GT",4,"1996-03-31",30,"TAMIL NADU","STATE","TNEB","THERMAL","NAPT","DISL",null,null,null,null,null,null,null,null,null,null,null,null,null,null,null,null,null,null,null,null,null,0]
[41,"BASPA",0,null,300,"HIMACHAL","PVT","JPHPL","HYDRO",null,null,1246.3171,0,0,null,null,1297.9775,0,0,null,null,1336.0362499999999,0,0,null,null,1329.9667500000003,0,0,null,null,1269.2021,0,0]
[41,"BASPA",1,"2003-01-24",100,"HIMACHAL","PVT","JPHPL","HYDRO",null,null,null,null,null,null,null,null,null,null,null,null,null,null,null,null,null,null,null,null,null,null,null,0]
[41,"BASPA",2,"2003-01-08",100,"HIMACHAL","PVT","JPHPL","HYDRO",null,null,null,null,null,null,null,null,null,null,null,null,null,null,null,null,null,null,null,null,null,null,null,0]
[41,"BASPA",3,"2003-05-27",100,"HIMACHAL","PVT","JPHPL","HYDRO",null,null,null,null,null,null,null,null,null,null,null,null,null,null,null,null,null,null,null,null,null,null,null,0]
[42,"BASSI",0,null,66,"HIMACHAL","STATE","HPSEB","HYDRO",null,null,293.53494999999998,0,0,null,null,314.32049999999998,0,0,null,null,296.27119999999996,0,0,null,null,313.59415000000001,0,0,null,null,250.3022,0,0]
[42,"BASSI",1,"1970-09-13",16,"HIMACHAL","STATE","HPSEB","HYDRO",null,null,null,null,null,null,null,null,null,null,null,null,null,null,null,null,null,null,null,null,null,null,null,0]
[42,"BASSI",2,"1970-12-24",16,"HIMACHAL","STATE","HPSEB","HYDRO",null,null,null,null,null,null,null,null,null,null,null,null,null,null,null,null,null,null,null,null,null,null,null,0]
[42,"BASSI",3,"1971-07-15",16,"HIMACHAL","STATE","HPSEB","HYDRO",null,null,null,null,null,null,null,null,null,null,null,null,null,null,null,null,null,null,null,null,null,null,null,0]
[42,"BASSI",4,"1981-02-03",16,"HIMACHAL","STATE","HPSEB","HYDRO",null,null,null,null,null,null,null,null,null,null,null,null,null,null,null,null,null,null,null,null,null,null,null,0]
[43,"BELGAUM DG",0,null,0,"KARNATAKA","PVT","TATA PCL","THERMAL","OIL","DISL",0,0,0,1,null,0,0,0,1,null,0,0,0,1,null,0,0,0,1,null,0,0,0,1]
[43,"BELGAUM DG",1,"2001-03-31",0,"KARNATAKA","PVT","TATA PCL","THERMAL","OIL","DISL",null,null,null,null,null,null,null,null,null,null,null,null,null,null,null,null,null,null,null,null,null,0]
[43,"BELGAUM DG",2,"2001-03-31",0,"KARNATAKA","PVT","TATA PCL","THERMAL","OIL","DISL",null,null,null,null,null,null,null,null,null,null,null,null,null,null,null,null,null,null,null,null,null,0]
[43,"BELGAUM DG",3,"2001-03-31",0,"KARNATAKA","PVT","TATA PCL","THERMAL","OIL","DISL",null,null,null,null,null,null,null,null,null,null,null,null,null,null,null,null,null,null,null,null,null,0]
[44,"BELLARY DG",0,null,25.2,"KARNATAKA","PVT","BELLARY","THERMAL","DISL","OIL",0,0,0,1,null,0,0,0,1,null,0,0,0,1,null,0,0,0,1,null,0,0,0,1]
[44,"BELLARY DG",1,"2000-09-20",25.2,"KARNATAKA","PVT","BELLARY","THERMAL","DISL","OIL",null,null,null,null,null,null,null,null,null,null,null,null,null,null,null,null,null,null,null,null,null,0]
[45,"BELLARY TPS",0,null,1700,"KARNATAKA","STATE","KPCL","THERMAL","COAL","OIL",5445.7629999999999,5827370.0942775616,1.0700741281391719,1,null,5741.3190000000004,5760344.8273808397,1.0033138425823125,1,null,5999.32,6068908.3019906478,1.0115993649264663,1,null,3738.4,3561003.1667147004,0.95254739105357922,1,null,3787.75,3665062.471451927,0.96760939118260891,1,null,null,null,null,null,null,null,null,0]
[45,"BELLARY TPS",1,"2007-12-03",500,"KARNATAKA","STATE","KPCL","THERMAL","COAL","OIL",2532.09,2713078.735869755,1.0714780027051785,null,null,2636.2289999999998,2642845.5822859732,1.0025098662847474,null,null,null,null,null,null,null,null,null,null,null,null,null,0]
[45,"BELLARY TPS",2,"2012-03-23",500,"KARNATAKA","STATE","KPCL","THERMAL","COAL","OIL",2913.6729999999998,3114291.3584078075,1.0688541090258954,null,1,3105.09,3064449.2073959704,0.98691155728045565,null,null,null,null,null,null,null,null,null,null,null,null,null,0]
[45,"BELLARY TPS",3,"2016-03-01",700,"KARNATAKA","STATE","KPCL","THERMAL","COAL","OIL",null,null,null,null,null,37.827992507685984,53050.038247219105,1.4024016272193209,null,1,477.22,503612.57710923842,1.0553048428591392,null,1,768.7,723630.26460259932,0.94136888851645539,null,1,315.00739520331109,285600.19546761242,0.9066460020193533,null,1]
[46,"BHADRA",0,null,26,"KARNATAKA","STATE","KPCL","HYDRO",null,null,50.337050000000005,0,0,null,null,39.879599999999996,0,0,null,null,26.924699999999998,0,0,null,null,15.611549999999999,0,0,null,null,54.933950000000003,0,0]
[46,"BHADRA (L)",1,"1962-11-28",2,"KARNATAKA","STATE","KPCL","HYDRO",null,null,null,null,null,null,null,null,null,null,null,null,null,null,null,null,null,null,null,null,null,null,null,0]
[46,"BHADRA (L)",2,"1963-06-21",12,"KARNATAKA","STATE","KPCL","HYDRO",null,null,null,null,null,null,null,null,null,null,null,null,null,null,null,null,null,null,null,null,null,null,null,0]
[46,"BHADRA (L)",3,"1963-04-09",12,"KARNATAKA","STATE","KPCL","HYDRO",null,null,null,null,null,null,null,null,null,null,null,null,null,null,null,null,null,null,null,null,null,null,null,0]
[46,"BHADRA  ( R)",4,"1963-12-11",7.2,"KARNATAKA","STATE","KPCL","HYDRO",null,null,null,null,null,null,null,null,null,null,null,null,null,null,null,null,null,null,null,null,null,null,null,0]
[46,"BHADRA  (RBC)",5,"1998-03-29",6,"KARNATAKA","STATE","KPCL","HYDRO",null,null,null,null,null,null,null,null,null,null,null,null,null,null,null,null,null,null,null,null,null,null,null,0]
[47,"BHAKRA",0,null,1379,"HIMACHAL","CENTER","BBMB","HYDRO",null,null,5241.8092499999993,0,0,null,null,5863.1569,0,0,null,null,5142.4286500000007,0,0,null,null,5108.3499000000002,0,0,null,null,4216.9990499999994,0,0]
[47,"BHAKRA (L)",1,"1960-11-14",108,"HIMACHAL","CENTER","BBMB","HYDRO",null,null,null,null,null,null,null,null,null,null,null,null,null,null,null,null,null,null,null,null,null,null,null,0]
[47,"BHAKRA (L)",2,"1961-02-02",108,"HIMACHAL","CENTER","BBMB","HYDRO",null,null,null,null,null,null,null,null,null,null,null,null,null,null,null,null,null,null,null,null,null,null,null,0]
[47,"BHAKRA (L)",3,"1961-07-07",108,"HIMACHAL","CENTER","BBMB","HYDRO",null,null,null,null,null,null,null,null,null,null,null,null,null,null,null,null,null,null,null,null,null,null,null,0]
[47,"BHAKRA (L)",4,"1961-11-08",108,"HIMACHAL","CENTER","BBMB","HYDRO",null,null,null,null,null,null,null,null,null,null,null,null,null,null,null,null,null,null,null,null,null,null,null,0]
[47,"BHAKRA (L)",5,"1961-12-10",108,"HIMACHAL","CENTER","BBMB","HYDRO",null,null,null,null,null,null,null,null,null,null,null,null,null,null,null,null,null,null,null,null,null,null,null,0]
[47,"BHAKRA ( R )",6,"1966-05-24",157,"HIMACHAL","CENTER","BBMB","HYDRO",null,null,null,null,null,null,null,null,null,null,null,null,null,null,null,null,null,null,null,null,null,null,null,0]
[47,"BHAKRA ( R )",7,"1966-12-05",157,"HIMACHAL","CENTER","BBMB","HYDRO",null,null,null,null,null,null,null,null,null,null,null,null,null,null,null,null,null,null,null,null,null,null,null,0]
[47,"BHAKRA ( R )",8,"1967-03-13",157,"HIMACHAL","CENTER","BBMB","HYDRO",null,null,null,null,null,null,null,null,null,null,null,null,null,null,null,null,null,null,null,null,null,null,null,0]
[47,"BHAKRA ( R )",9,"1967-11-13",157,"HIMACHAL","CENTER","BBMB","HYDRO",null,null,null,null,null,null,null,null,null,null,null,null,null,null,null,null,null,null,null,null,null,null,null,0]
[47,"BHAKRA ( R )",10,"1968-12-19",157,"HIMACHAL","CENTER","BBMB","HYDRO",null,null,null,null,null,null,null,null,null,null,null,null,null,null,null,null,null,null,null,null,null,null,null,0]
[48,"BHANDARDHARA",0,null,34,"MAHARASHTRA","STATE","MAHAGENCO","HYDRO",null,null,65.073000000000008,0,0,null,null,82.137249999999995,0,0,null,null,46.884399999999999,0,0,null,null,42.337249999999997,0,0,null,null,56.157799999999995,0,0]
[48,"BHANDARDHARA",1,"1986-03-27",0,"MAHARASHTRA","STATE","MAHAGENCO","HYDRO",null,null,null,null,null,null,null,null,null,null,null,null,null,null,null,null,null,null,null,null,null,null,null,0]
[48,"BHANDARDHARA",2,"1996-03-30",34,"MAHARASHTRA","STATE","MAHAGENCO","HYDRO",null,null,null,null,null,null,"CDM#2173",null,null,null,null,"CDM#2173",null,null,null,null,"CDM#2173",null,null,null,null,"CDM#2173",null,0,null,null,"CDM#2173"]
[49,"BHATGARH",0,null,16,"MAHARASHTRA","STATE","MAHAGENCO","HYDRO",null,null,"-",0,0,null,null,"-",0,0,null,null,"-",0,0,null,null,"-",0,0,null,null,"-",0,0]
[49,"BHATGARH",1,"1977-08-02",16,"MAHARASHTRA","STATE","MAHAGENCO","HYDRO",null,null,"-",null,null,null,null,"-",null,null,null,null,"-",null,null,null,null,"-",null,null,null,null,"-",0]
[50,"BHATSA",0,null,15,"MAHARASHTRA","STATE","MAHAGENCO","HYDRO",null,null,"-",0,0,null,null,"-",0,0,null,null,"-",0,0,null,null,"-",0,0,null,null,"-",0,0]
[50,"BHATSA",1,"1991-09-28",15,"MAHARASHTRA","STATE","MAHAGENCO","HYDRO",null,null,"-",null,null,null,null,"-",null,null,null,null,"-",null,null,null,null,"-",null,null,null,null,"-",0]
[51,"BHAVNAGAR TPP",0,null,500,"GUJARAT","STATE","BECL","THERMAL","LIGN","OIL",null,null,null,null,null,null,null,null,null,null,49.923000000000002,63901.440000000002,1.28,1,null,432.13499999999999,553132.79999999993,1.28,1,null,467.43,800440.3037675753,1.7124281791232383,1]
[51,"BHAVNAGAR TPP",1,"2016-05-16",250,"GUJARAT","STATE","BECL","THERMAL","LIGN","OIL",null,null,null,null,null,null,null,null,null,null,49.304758513931887,63110.090897832823,1.28,null,1,216.0675,276566.39999999997,1.28,null,1,459.83,771686.64701268799,1.678199871719305,null,1]
[51,"BHAVNAGAR TPP",2,"2017-03-27",250,"GUJARAT","STATE","BECL","THERMAL","LIGN","OIL",null,null,null,null,null,null,null,null,null,null,0.61824148606811147,791.34910216718265,1.28,null,1,216.0675,276566.39999999997,1.28,null,1,7.6,28753.65675509366,3.7833758888281133,null,1]
[52,"BHAWANI KATTALAI BARRAGE",0,null,30,"TAMIL NADU","STATE","TNEB","HYDRO",null,null,67.560500000000005,0,0,null,null,155.72744999999998,0,0,null,null,20.48705,0,0,null,null,16.8752,0,0,null,null,69.849000000000004,0,0]
[52,"BHAWANI KATTALAI BARRAGE",1,"2006-08-01",15,"TAMIL NADU","STATE","TNEB","HYDRO",null,null,null,null,null,null,null,null,null,null,null,null,null,null,null,null,null,null,null,null,null,null,null,0]
[52,"BHAWANI KATTALAI BARRAGE",2,"2006-09-22",15,"TAMIL NADU","STATE","TNEB","HYDRO",null,null,null,null,null,null,null,null,null,null,null,null,null,null,null,null,null,null,null,null,null,null,null,0]
[53,"BHAWANI KATTALAI -II",0,null,30,"TAMIL NADU","STATE","TNEB","HYDRO",null,null,136.87219999999999,0,0,null,null,6.9948500000000005,0,0,null,null,19.730849999999997,0,0,null,null,37.431899999999999,0,0,null,null,76.774200000000008,0,0]
[53,"BHAWANI KATTALAI -II",1,"2013-09-06",15,"TAMIL NADU","STATE","TNEB","HYDRO",null,null,68.436099999999996,0,0,null,1,3.4974250000000002,0,0,null,1,null,0,0,null,1,null,0,0,null,null,null,0,0]
[53,"BHAWANI KATTALAI -II",2,"2013-08-27",15,"TAMIL NADU","STATE","TNEB","HYDRO",null,null,68.436099999999996,0,0,null,1,3.4974250000000002,0,0,null,1,null,0,0,null,1,null,0,0,null,null,null,0,0]
[54,"BHAWANI KATTALAI -III",0,null,30,"TAMIL NADU","STATE","TNEB","HYDRO",null,null,0,0,0,null,null,5.6515999999999993,0,0,null,null,17.382649999999998,0,0,null,null,0,0,0,null,null,33.889700000000005,0,0]
[54,"BHAWANI KATTALAI -III",1,"2012-12-08",15,"TAMIL NADU","STATE","TNEB","HYDRO",null,null,0,0,0,null,1,2.8257999999999996,0,0,null,1,null,0,0,null,null,null,0,0,null,null,null,0,0]
[54,"BHAWANI KATTALAI -III",2,"2013-09-25",15,"TAMIL NADU","STATE","TNEB","HYDRO",null,null,0,0,0,null,1,2.8257999999999996,0,0,null,1,null,0,0,null,1,null,0,0,null,null,null,0,0]
[55,"BHILAI TPP",0,null,500,"CHATTISGARH","CENTER","NTPC/SAIL","THERMAL","COAL","OIL",2962.72,2923721.2776474231,0.9868368518278553,1,null,3263.5839999999998,3181352.7019815408,0.97480337628249836,1,null,3379.1005,3299288.6133316732,0.97638073011787396,1,null,3590.9,3382825.8948789164,0.94205516580214332,1,null,3139.308,3035373.9011260616,0.9668926722468969,1]
[55,"BHILAI TPP",1,"2008-04-20",250,"CHATTISGARH","CENTER","NTPC/SAIL","THERMAL","COAL","OIL",1215.05,1206865.3018898519,0.99326390016036548,null,null,1683.43,1641012.4349966864,0.97480289349523674]
[55,"BHILAI TPP",2,"2009-07-12",250,"CHATTISGARH","CENTER","NTPC/SAIL","THERMAL","COAL","OIL",1747.67,1716855.9730810602,0.98236850954760346,null,null,1580.16,1540340.2669848544,0.9748001892117597]
[56,"BHIRA",0,null,300,"MAHARASHTRA","PVT","TATA MAH.","HYDRO",null,null,832.88465000000008,0,0,null,null,637.13830000000007,0,0,null,null,946.87184999999999,0,0,null,null,887.83849999999995,0,0,null,null,905.24104999999997,0,0]
[56,"BHIRA",1,"1927-01-01",25,"MAHARASHTRA","PVT","TATA MAH.","HYDRO",null,null,null,null,null,null,null,null,null,null,null,null,null,null,null,null,null,null,null,null,null,null,null,0]
[56,"BHIRA",2,"1927-01-01",25,"MAHARASHTRA","PVT","TATA MAH.","HYDRO",null,null,null,null,null,null,null,null,null,null,null,null,null,null,null,null,null,null,null,null,null,null,null,0]
[56,"BHIRA",3,"1927-02-01",25,"MAHARASHTRA","PVT","TATA MAH.","HYDRO",null,null,null,null,null,null,null,null,null,null,null,null,null,null,null,null,null,null,null,null,null,null,null,0]
[56,"BHIRA",4,"1927-03-01",25,"MAHARASHTRA","PVT","TATA MAH.","HYDRO",null,null,null,null,null,null,null,null,null,null,null,null,null,null,null,null,null,null,null,null,null,null,null,0]
[56,"BHIRA",5,"1927-05-01",25,"MAHARASHTRA","PVT","TATA MAH.","HYDRO",null,null,null,null,null,null,null,null,null,null,null,null,null,null,null,null,null,null,null,null,null,null,null,0]
[56,"BHIRA",6,"1949-01-31",25,"MAHARASHTRA","PVT","TATA MAH.","HYDRO",null,null,null,null,null,null,null,null,null,null,null,null,null,null,null,null,null,null,null,null,null,null,null,0]
[56,"BHIRA PSS",7,"1995-03-29",150,"MAHARASHTRA","PVT","TATA MAH.","HYDRO",null,null,null,null,null,null,null,null,null,null,null,null,null,null,null,null,null,null,null,null,null,null,null,0]
[57,"BHIRA TAIL RACE",0,null,80,"MAHARASHTRA","STATE","MAHAGENCO","HYDRO",null,null,90.793750000000003,0,0,null,null,73.500650000000007,0,0,null,null,101.07209999999999,0,0,null,null,96.66425000000001,0,0,null,null,94.097149999999999,0,0]
[57,"BHIRA TAIL RACE",1,"1988-03-29",40,"MAHARASHTRA","STATE","MAHAGENCO","HYDRO",null,null,null,null,null,null,null,null,null,null,null,null,null,null,null,null,null,null,null,null,null,null,null,0]
[57,"BHIRA TAIL RACE",2,"1987-09-20",40,"MAHARASHTRA","STATE","MAHAGENCO","HYDRO",null,null,null,null,null,null,null,null,null,null,null,null,null,null,null,null,null,null,null,null,null,null,null,0]
[58,"BHIVPURI",0,null,75,"MAHARASHTRA","PVT","TATA MAH.","HYDRO",null,null,299.17660000000001,0,0,null,null,195.93539999999999,0,0,null,null,205.55705,0,0,null,null,305.66399999999999,0,0,null,null,314.32049999999998,0,0]
[58,"BHIVPURI",1,"1998-03-31",24,"MAHARASHTRA","PVT","TATA MAH.","HYDRO",null,null,null,null,null,null,null,null,null,null,null,null,null,null,null,null,null,null,null,null,null,null,null,0]
[58,"BHIVPURI",2,"1998-09-29",24,"MAHARASHTRA","PVT","TATA MAH.","HYDRO",null,null,null,null,null,null,null,null,null,null,null,null,null,null,null,null,null,null,null,null,null,null,null,0]
[58,"BHIVPURI",3,"1999-09-24",24,"MAHARASHTRA","PVT","TATA MAH.","HYDRO",null,null,null,null,null,null,null,null,null,null,null,null,null,null,null,null,null,null,null,null,null,null,null,0]
[58,"BHIVPURI",4,"1997-09-24",1.5,"MAHARASHTRA","PVT","TATA MAH.","HYDRO",null,null,null,null,null,null,null,null,null,null,null,null,null,null,null,null,null,null,null,null,null,null,null,0]
[58,"BHIVPURI",5,"1997-09-24",1.5,"MAHARASHTRA","PVT","TATA MAH.","HYDRO",null,null,null,null,null,null,null,null,null,null,null,null,null,null,null,null,null,null,null,null,null,null,null,0]
[59,"BHUSAWAL",0,null,1210,"MAHARASHTRA","STATE","MAHAGENCO","THERMAL","COAL","OIL",5855.07,7876910.7681972077,1.3453145339333616,1,null,7505.9719999999998,7997710.775411441,1.0655130042333547,1,null,5666.0718999999999,5900045.6581174126,1.0412938208774605,1,null,6159.6210000000001,6172917.3736085435,1.0021586350213014,1,null,6146.4219999999996,6111256.2246403908,0.99427865913541102,1]
[59,"BHUSAWAL",1,"1968-07-17",0,"MAHARASHTRA","STATE","MAHAGENCO","THERMAL","COAL","OIL",0,0,0,null,null,0,0,0]
[59,"BHUSAWAL",2,"1979-03-28",0,"MAHARASHTRA","STATE","MAHAGENCO","THERMAL","COAL","OIL",225.22800000000001,null,null,null,null,486.55200000000002,573924.90053362458,1.1795756682402387]
[59,"BHUSAWAL",3,"1982-05-04",210,"MAHARASHTRA","STATE","MAHAGENCO","THERMAL","COAL","OIL",714.48900000000003,null,null,null,null,1053.3779999999999,1265969.9653901902,1.2018192570854815]
[59,"BHUSAWAL",4,"2012-03-07",500,"MAHARASHTRA","STATE","MAHAGENCO","THERMAL","COAL","OIL",2419.17,3264180.8349883463,1.3492978314828417,null,1,3058.4,3176163.6254378445,1.0385049782362819]
[59,"BHUSAWAL",5,"2014-01-03",500,"MAHARASHTRA","STATE","MAHAGENCO","THERMAL","COAL","OIL",2496.1799999999998,3430413.3709194213,1.3742652256325349,null,1,2907.6419999999998,2981652.2841879819,1.0254537127294152,null,null,null,null,null,null,null,2766.2420000000002,2712364.7255147984,0.98052329677403427,null,null,3185.4670000000001,3167241.8574801004,0.99427865913541102]
[60,"BINA TPP",0,null,500,"MADHYA PRADESH","PVT","BINA POWER SUPPLY","THERMAL","COAL","OIL",2236.9908,2321491.642578918,1.0377743362104654,1,null,1204.0675000000001,1266166.2476494818,1.0515741415240272,1,null,739.15539999999999,751917.46951262234,1.0172657461646391,1,null,2265.4699999999998,2316509.0339691797,1.0225291149161895,1,null,2299.63,2364029.411154394,1.028004249011534,1]
[60,"BINA TPP",1,"2012-08-12",250,"MADHYA PRADESH","PVT","BINA POWER SUPPLY","THERMAL","COAL","OIL",1118.4954,1160745.821289459,1.0377743362104654,null,1,573.4117,603779.53482235363,1.0529599148785307,null,1,null,null,null,null,null,null,null,null,null,null,null,0]
[60,"BINA TPP",2,"2013-03-31",250,"MADHYA PRADESH","PVT","BINA POWER SUPPLY","THERMAL","COAL","OIL",1118.4954,1160745.821289459,1.0377743362104654,null,1,630.6558,662386.7126863423,1.0503141534357445,null,1,null,null,null,null,null,1012.5,1029507.991484978,1.0167980162814598,null,null,null,0]
[61,"BINJKOTE",0,null,600,"CHATTISGARH","PVT","SKS POWER GENERATION","THERMAL","COAL","OIL",null,null,null,null,null,null,null,null,null,null,null,null,null,null,null,546.79499999999996,558771.43383763835,1.0219029688231209,1,null,1294.854,1360105.3886541277,1.0503928540624099,1]
[61,"BINJKOTE",1,"2018-03-28",300,"CHATTISGARH","PVT","SKS POWER GENERATION","THERMAL","COAL","OIL",null,null,null,null,null,null,null,null,null,null,null,null,null,null,null,0,0,0,null,1,796.58757126054593,840638.66763196397,1.0552997535496444,null,1]
[61,"BINJKOTE",2,"2017-04-25",300,"CHATTISGARH","PVT","SKS POWER GENERATION","THERMAL","COAL","OIL",null,null,null,null,null,null,null,null,null,null,null,null,null,null,null,546.79499999999996,558771.43383763835,1.0219029688231209,null,1,498.26642873945423,519466.79675851192,1.0425482569088425,null,1]
[62,"BINWA",0,null,6,"HIMACHAL","STATE","HPSEB","HYDRO",null,null,"-",0,0,null,null,"-",0,0,null,null,"-",0,0,null,null,"-",0,0,null,null,"-",0,0]
[62,"BINWA",1,"1984-08-29",3,"HIMACHAL","STATE","HPSEB","HYDRO",null,null,"-",null,null,null,null,"-",null,null,null,null,"-",null,null,null,null,"-",null,null,null,null,"-",0]
[62,"BINWA",2,"1984-10-08",3,"HIMACHAL","STATE","HPSEB","HYDRO",null,null,"-",null,null,null,null,"-",null,null,null,null,"-",null,null,null,null,"-",null,null,null,null,"-",0]
[63,"BIRSINGHPUR",0,null,20,"MADHYA PRADESH","STATE","MPGPCL","HYDRO",null,null,"-",0,0,null,null,"-",0,0,null,null,"-",0,0,null,null,"-",0,0,null,null,"-",0,0]
[63,"BIRSINGHPUR",1,"1991-11-01",20,"MADHYA PRADESH","STATE","MPGPCL","HYDRO",null,null,"-",null,null,null,null,"-",null,null,null,null,"-",null,null,null,null,"-",null,null,null,null,"-",0]
[64,"BOKARO A",0,null,0,"JHARKHAND","CENTER","DVC","THERMAL","COAL","OIL",0,0,0,1,null,0,0,0,1,null,null,0,0,1,null,0,0,0,1,null,0,0,0,1]
[64,"BOKARO A",1,"1951-11-30",0,"JHARKHAND","CENTER","DVC","THERMAL","COAL","OIL",null,null,null,null,null,null,null,null,null,null,null,null,null,null,null,null,null,null,null,null,null,0]
[64,"BOKARO A",2,"1951-11-30",0,"JHARKHAND","CENTER","DVC","THERMAL","COAL","OIL",null,null,null,null,null,null,null,null,null,null,null,null,null,null,null,null,null,null,null,null,null,0]
[64,"BOKARO A",3,"1952-11-30",0,"JHARKHAND","CENTER","DVC","THERMAL","COAL","OIL",null,null,null,null,null,null,null,null,null,null,null,null,null,null,null,null,null,null,null,null,null,0]
[64,"BOKARO A",4,"1960-10-31",0,"JHARKHAND","CENTER","DVC","THERMAL","COAL","OIL",null,null,null,null,null,null,null,null,null,null,null,null,null,null,null,null,null,null,null,null,null,0]
[65,"BOKARO A ''EXP''",0,null,500,"JHARKHAND","CENTER","DVC","THERMAL","COAL","OIL",null,null,null,null,null,0.28050000000000003,272.08500000000004,0.97,1,null,191.56,184950.27161262359,0.96549525794854663,1,null,2757.9618,2636845.6910949457,0.95608492151520941,1,null,2750.1,2645918.152059372,0.96211706921907281,1]
[65," BOKARO A ''EXP''",1,"2016-03-22",500,"JHARKHAND","CENTER","DVC","THERMAL","COAL","OIL",null,null,null,null,null,0.28050000000000003,272.08500000000004,0.97,null,1,191.56,184950.27161262359,0.96549525794854663,null,1,2757.9618,2636845.6910949457,0.95608492151520941,null,1,2750.1,2645918.152059372,0.96211706921907281,null,1]
[66,"BOKARO B",0,null,210,"JHARKHAND","CENTER","DVC","THERMAL","COAL","OIL",1438.87,1731335.6241165041,1.2032606309927265,1,null,1634.2739999999999,1883095.3845598826,1.1522519385120749,1,null,1272.52,1538460.3149331834,1.2089871396388139,1,null,493.54880000000003,616756.45401395345,1.2496362143195434,1,null,567.61,836598.03979046852,1.4738958788436929,1]
[66,"BOKARO B",1,"1986-03-24",0,"JHARKHAND","CENTER","DVC","THERMAL","COAL","OIL"]
[66,"BOKARO B",2,"1990-11-07",0,"JHARKHAND","CENTER","DVC","THERMAL","COAL","OIL"]
[66,"BOKARO B",3,"1993-03-31",210,"JHARKHAND","CENTER","DVC","THERMAL","COAL","OIL"]
[67,"BONGAIGAON",0,null,0,"ASSAM","STATE","ASEB","THERMAL","COAL","OIL",0,0,0,1,null,0,0,0,1,null,null,0,0,1,null,0,0,0,1,null,0,0,0,1]
[67,"BONGAIGAON",1,"1981-03-11",0,"ASSAM","STATE","ASEB","THERMAL","COAL","OIL"]
[67,"BONGAIGAON",2,"1982-03-21",0,"ASSAM","STATE","ASEB","THERMAL","COAL","OIL"]
[67,"BONGAIGAON",3,"1985-05-20",0,"ASSAM","STATE","ASEB","THERMAL","COAL","OIL"]
[67,"BONGAIGAON",4,"1986-06-07",0,"ASSAM","STATE","ASEB","THERMAL","COAL","OIL"]
[68,"BONGAIGAON TPP",0,null,750,"ASSAM","CENTER","NTPC","THERMAL","COAL","OIL",null,null,null,null,null,106.5792,111908.16,1.05,1,null,1511,1506913.5101652234,0.99729550639657405,1,null,1545,1563693.3507925493,1.0120992561764073,1,null,2574.0619999999999,2626631.9770026491,1.0204229645605465,1]
[68,"BONGAIGAON TPP",1,"2015-06-22",250,"ASSAM","CENTER","NTPC","THERMAL","COAL","OIL",null,null,null,null,null,106.5792,111908.16,1.05,null,1,1474.6390374331552,1470650.885589055,0.99729550639657405,null,1,772.5,781846.67539627454,1.0120992561764073,null,1,1359.9627885657515,1387737.2604002918,1.0204229645605465,null,1]
[68,"BONGAIGAON TPP",2,"2017-03-22",250,"ASSAM","CENTER","NTPC","THERMAL","COAL","OIL",null,null,null,null,null,null,null,null,null,null,36.360962566844925,36262.624576168484,0.99729550639657405,null,1,772.5,781846.67539627454,1.0120992561764073,null,1,1212.3894204986959,1237150.0066671225,1.0204229645605465,null,1]
[68,"BONGAIGAON TPP",3,"2019-03-26",250,"ASSAM","CENTER","NTPC","THERMAL","COAL","OIL",null,null,null,null,null,null,null,null,null,null,null,null,null,null,null,null,null,null,null,null,1.7097909355529379,1744.7099352356793,1.0204229645605465,null,1]
[69,"BRAMHAPURAM DG",0,null,60,"KERALA","STATE","KSEB","THERMAL","DISL","OIL",8.1158000000000001,5139.3001868418532,0.63324628340297362,1,null,12.889900000000001,8330.9991446000458,0.64631992060450782,1,null,5.1170999999999998,3519.6461298896938,0.68782047055748252,1,null,0.42576879557282254,124.51673931134344,0.29245153850183081,1,null,0.26375999999999999,75.866349734743494,0.28763402234889102,1]
[69,"BRAMHAPURAM DG",1,"1997-05-06",60,"KERALA","STATE","KSEB","THERMAL","DISL","OIL",null,null,null,null,null,12.889900000000001,8330.9991446000458,0.64631992060450782,1,null,5.1170999999999998,3519.6461298896938,0.68782047055748252,null,null,null,0,0,null,null,0.26375999999999999,75.866349734743494,0.28763402234889102]
[70,"BSES Kerala CCGT",0,null,165,"KERALA","PVT","REL","THERMAL","NAPT","DISL",145.56,80852.473706176621,0.55545804964397238,1,null,3.4171999999999998,3172.9809095964847,0.9285323977515173,1,null,0,0,0,1,null,60.718000000000004,34475.464172699198,0.56779643882702313,1,null,0,0,0,1]
[70,"BSES Kerala CCGT",1,"1999-06-06",43,"KERALA","PVT","REL","THERMAL","NAPT","DISL",null,null,null,null,null,null,null,null,null,null,null,null,null,null,null,null,null,null,null,null,null,0]
[70,"BSES Kerala CCGT",2,"1999-06-06",43,"KERALA","PVT","REL","THERMAL","NAPT","DISL",null,null,null,null,null,null,null,null,null,null,null,null,null,null,null,null,null,null,null,null,null,0]
[70,"BSES Kerala CCGT",3,"1999-06-06",43,"KERALA","PVT","REL","THERMAL","NAPT","DISL",null,null,null,null,null,null,null,null,null,null,null,null,null,null,null,null,null,null,null,null,null,0]
[70,"BSES Kerala CCGT",4,"1999-06-06",36,"KERALA","PVT","REL","THERMAL","NAPT","DISL",null,null,null,null,null,null,null,null,null,null,null,null,null,null,null,null,null,null,null,null,null,0]
[71,"BUDGE BUDGE",0,null,750,"WEST BENGAL","PVT","CESC","THERMAL","COAL","OIL",5371.95,5222265.0053972462,0.97213581760761847,1,null,5327.27,5060223.7320001097,0.94987183529276897,1,null,4974.38,5743584.8207827006,1.1546333052124487,1,null,5563.09,5243876.839639348,0.94261945063612984,1,null,5552.51,5251794.2646213593,0.94584147793004592,1]
[71,"BUDGE BUDGE",1,"1997-09-16",250,"WEST BENGAL","PVT","CESC","THERMAL","COAL","OIL",null,null,null,null,null,null,null,null,null,null,null,null,null,null,null,null,null,null,null,null,null,0]
[71,"BUDGE BUDGE",2,"1999-03-06",250,"WEST BENGAL","PVT","CESC","THERMAL","COAL","OIL",null,null,null,null,null,null,null,null,null,null,null,null,null,null,null,null,null,null,null,null,null,0]
[71,"BUDGE BUDGE",3,"2009-07-12",250,"WEST BENGAL","PVT","CESC","THERMAL","COAL","OIL",null,null,null,null,null,null,null,null,null,null,null,null,null,null,null,null,null,null,null,null,null,0]
[72,"BUDHIL",0,null,70,"HIMACHAL","PVT","LANCO BUDHIL","HYDRO",null,null,234.65085000000002,0,0,null,null,286.41075000000001,0,0,null,null,259.94375000000002,0,0,null,null,316.04185000000001,0,0,null,null,286.63959999999997,0,0]
[72,"BUDHIL",1,"2012-05-30",35,"HIMACHAL","PVT","LANCO BUDHIL","HYDRO",null,null,null,null,null,null,"CDM#1844",null,null,null,null,"CDM#1844",null,null,null,null,"CDM#1844",null,null,null,null,"CDM#1844",null,0,null,null,"CDM#1844"]
[72,"BUDHIL",2,"2012-05-26",35,"HIMACHAL","PVT","LANCO BUDHIL","HYDRO",null,null,null,null,null,null,"CDM#1844",null,null,null,null,"CDM#1844",null,null,null,null,"CDM#1844",null,null,null,null,"CDM#1844",null,0,null,null,"CDM#1844"]
[73,"BUTIBORI TPP -II",0,null,600,"MAHARASHTRA","PVT","VIDHARAB IND PVT LTD","THERMAL","COAL","OIL",3305.9567000000002,3393851.7309383801,1.026586866953938,1,null,3664.5695000000001,3685902.8864620561,1.0058215259560657,1,null,3449.8,3348481.6801050701,0.97063066847500434,1,null,3032.6496000000002,2936422.0528763114,0.96826948054806961,1,null,2026.27,1955867.0280969632,0.96525489105448103,1]
[73,"BUTIBORI TPP -II",1,"2012-08-17",300,"MAHARASHTRA","PVT","VIDHARAB IND PVT LTD","THERMAL","COAL","OIL",1652.9783500000003,1696925.8654691903,1.026586866953938,null,1,1796.960728633075,1802336.2967499418,1.0029914777942621,null,1,1598.4285777322934,1548493.4225240326,0.96875984582363739,null,null,null,0,0,null,null,701.02951415420773,676672.16731089563,0.96525489105448103]
[73,"BUTIBORI TPP -II",2,"2014-03-31",300,"MAHARASHTRA","PVT","VIDHARAB IND PVT LTD","THERMAL","COAL","OIL",1652.9783500000003,1696925.8654691903,1.026586866953938,null,1,1867.6087713669251,1883566.5900545199,1.0085445190300297,null,1,1851.3714222677072,1799988.2577449423,0.97224589085434476,null,1,2014.9496253642035,1950007.5220278357,0.96776986257181019,null,1,1325.2404858457919,1279194.8607860676,0.96525489105448103]
[74,"CHAKABURA TPP",0,null,60,"CHATTISGARH","PVT","ACB INDIA LTD","THERMAL","COAL","OIL",373.91900036158103,444963.61043028138,1.19,1,null,417.16800000000001,594148.98304767185,1.4242439090430519,1,null,433.84800000000001,579329.50637572724,1.3353282863485074,1,null,420.90899999999999,577980.43455054623,1.3731719553408128,1,null,431.77755258770543,597875.82185755786,1.3846848180837596,1]
[74,"CHAKABURA TPP",1,"2007-02-27",30,"CHATTISGARH","PVT","ACB INDIA LTD","THERMAL","COAL","OIL",199.60900018060499,237534.71021491993,1.19,null,null,218.31399999999999,314083.72117931955,1.4386787891721078,null,null,225.32499999999999,307648.58875025326,1.3653548818384702,null,null,225.989,313588.04746848048,1.3876252714445414,null,null,215.88877629385271,298937.91092877893,1.3846848180837596]
[74,"CHAKABURA TPP",2,"2014-03-30",30,"CHATTISGARH","PVT","ACB INDIA LTD","THERMAL","COAL","OIL",174.31000018097603,207428.90021536147,1.19,null,1,198.85400000000001,280065.2617589258,1.4083964202828496,null,1,208.523,271680.91762116493,1.3028822605715673,null,1,194.92,264392.3870820658,1.3564148731893384,null,null,215.88877629385271,298937.91092877893,1.3846848180837596]
[75,"CHAMERA II",0,null,300,"HIMACHAL","CENTER","NHPC","HYDRO",null,null,1491.2164500000001,0,0,null,null,1516.3601000000001,0,0,null,null,1436.7103500000001,0,0,null,null,1479.6744499999998,0,0,null,null,1500.4798999999998,0,0]
[75,"CHAMERA ",1,"2003-11-02",100,"HIMACHAL","CENTER","NHPC","HYDRO",null,null,null,null,null,null,null,null,null,null,null,null,null,null,null,null,null,null,null,null,null,null,null,0]
[75,"CHAMERA ",2,"2003-12-05",100,"HIMACHAL","CENTER","NHPC","HYDRO",null,null,null,null,null,null,null,null,null,null,null,null,null,null,null,null,null,null,null,null,null,null,null,0]
[75,"CHAMERA ",3,"2004-02-26",100,"HIMACHAL","CENTER","NHPC","HYDRO",null,null,null,null,null,null,null,null,null,null,null,null,null,null,null,null,null,null,null,null,null,null,null,0]
[76,"CHAMERA-I",0,null,540,"HIMACHAL","CENTER","NHPC","HYDRO",null,null,2539.0410000000002,0,0,null,null,2610.5814999999998,0,0,null,null,2213.2680499999997,0,0,null,null,2332.3595999999998,0,0,null,null,2472.1372000000001,0,0]
[76,"CHAMERA-I",1,"1994-04-28",180,"HIMACHAL","CENTER","NHPC","HYDRO",null,null,null,null,null,null,null,null,null,null,null,null,null,null,null,null,null,null,null,null,null,null,null,0]
[76,"CHAMERA-I",2,"1994-04-25",180,"HIMACHAL","CENTER","NHPC","HYDRO",null,null,null,null,null,null,null,null,null,null,null,null,null,null,null,null,null,null,null,null,null,null,null,0]
[76,"CHAMERA-I",3,"1994-04-22",180,"HIMACHAL","CENTER","NHPC","HYDRO",null,null,null,null,null,null,null,null,null,null,null,null,null,null,null,null,null,null,null,null,null,null,null,0]
[77,"CHAMERA-III",0,null,231,"HIMACHAL","CENTER","NHPC","HYDRO",null,null,1015.6761,0,0,null,null,1038.4018999999998,0,0,null,null,912.50454999999999,0,0,null,null,1062.70975,0,0,null,null,1038.2029,0,0]
[77,"CHAMERA-III",1,"2012-06-28",77,"HIMACHAL","CENTER","NHPC","HYDRO",null,null,338.55870000000004,0,0,null,1,346.13396666666659,0,0,null,1,304.16818333333333,0,0,null,null,null,0,0,null,null,null,0,0]
[77,"CHAMERA-III",2,"2012-06-12",77,"HIMACHAL","CENTER","NHPC","HYDRO",null,null,338.55870000000004,0,0,null,1,346.13396666666659,0,0,null,null,304.16818333333333,0,0,null,null,null,0,0,null,null,null,0,0]
[77,"CHAMERA-III",3,"2012-06-07",77,"HIMACHAL","CENTER","NHPC","HYDRO",null,null,338.55870000000004,0,0,null,1,346.13396666666659,0,0,null,null,304.16818333333333,0,0,null,null,null,0,0,null,null,null,0,0]
[78,"CHANDRAPUR_Coal",0,null,2920,"MAHARASHTRA","STATE","MAHAGENCO","THERMAL","COAL","OIL",11385.842000000001,13411530.91893159,1.1779129658510621,1,null,11158.697,12568429.262043765,1.1263348455508528,1,null,13675.44,14279248.89165066,1.0441527944732059,1,null,13780.23,13843972.531492705,1.0046256507687248,1,null,14691.62,14470419.212636795,0.98494374430027409,1]
[78,"CHANDRAPUR_Coal",1,"1983-08-15",0,"MAHARASHTRA","STATE","MAHAGENCO","THERMAL","COAL","OIL"]
[78,"CHANDRAPUR_Coal",2,"1984-07-11",0,"MAHARASHTRA","STATE","MAHAGENCO","THERMAL","COAL","OIL"]
[78,"CHANDRAPUR_Coal",3,"1985-05-03",210,"MAHARASHTRA","STATE","MAHAGENCO","THERMAL","COAL","OIL"]
[78,"CHANDRAPUR_Coal",4,"1986-03-08",210,"MAHARASHTRA","STATE","MAHAGENCO","THERMAL","COAL","OIL"]
[78,"CHANDRAPUR_Coal",5,"1991-03-22",500,"MAHARASHTRA","STATE","MAHAGENCO","THERMAL","COAL","OIL"]
[78,"CHANDRAPUR_Coal",6,"1992-03-11",500,"MAHARASHTRA","STATE","MAHAGENCO","THERMAL","COAL","OIL"]
[78,"CHANDRAPUR_Coal",7,"1997-10-01",500,"MAHARASHTRA","STATE","MAHAGENCO","THERMAL","COAL","OIL"]
[78,"CHANDRAPUR_Coal",8,"2015-03-29",500,"MAHARASHTRA","STATE","MAHAGENCO","THERMAL","COAL","OIL",0,0,0,null,1,0,0,0,null,1,2341.6849314688029,2445076.8649689481,1.0441527944732059,null,1,2830.6972816865577,2843791.0987436185,1.0046256507687248,null,1,3041.8969999999999,2782295.453971379,0.91465800912107775,null,1]
[78,"CHANDRAPUR_Coal",9,"2016-03-21",500,"MAHARASHTRA","STATE","MAHAGENCO","THERMAL","COAL","OIL",null,null,null,null,null,0,0,0,null,1,2341.6849314688029,2445076.8649689481,1.0441527944732059,null,1,2830.6972816865577,2843791.0987436185,1.0046256507687248,null,1,2912.19,2689792.8735827045,0.92363234321342513,null,1]
[79,"CHANDRAPUR_Oil",0,null,0,"ASSAM","STATE","ASEB","THERMAL","OIL","n/a",0,0,0,1,null,0,0,0,1,null,null,0,0,1,null,0,0,0,1,null,0,0,0,1]
[79,"CHANDRAPUR_Oil",1,"1972-01-01",0,"ASSAM","STATE","ASEB","THERMAL","OIL","n/a"]
[79,"CHANDRAPUR_Oil",2,"1989-01-18",0,"ASSAM","STATE","ASEB","THERMAL","OIL","n/a"]
[80,"CHANDRAPURA",0,null,630,"JHARKHAND","CENTER","DVC","THERMAL","COAL","OIL",4488.0569999999998,4947971.5722614238,1.1024752074809709,1,null,4585.8850000000002,5218299.3231953662,1.1379045316651781,1,null,5119.4309999999996,5524330.4724220065,1.0790907177813329,1,null,3672.61,3788314.8510524267,1.0315048020487954,1,null,3234.9364099999998,3134343.1882904898,0.9689041115619611,1]
[80,"CHANDRAPURA",1,"1964-09-30",0,"JHARKHAND","CENTER","DVC","THERMAL","COAL","OIL"]
[80,"CHANDRAPURA",2,"1964-11-30",0,"JHARKHAND","CENTER","DVC","THERMAL","COAL","OIL"]
[80,"CHANDRAPURA",3,"1968-06-30",130,"JHARKHAND","CENTER","DVC","THERMAL","COAL","OIL"]
[80,"CHANDRAPURA",4,"1974-03-31",0,"JHARKHAND","CENTER","DVC","THERMAL","COAL","OIL"]
[80,"CHANDRAPURA",5,"1975-03-31",0,"JHARKHAND","CENTER","DVC","THERMAL","COAL","OIL"]
[80,"CHANDRAPURA",6,"1979-03-29",0,"JHARKHAND","CENTER","DVC","THERMAL","COAL","OIL"]
[80,"CHANDRAPURA",7,"2009-11-04",250,"JHARKHAND","CENTER","DVC","THERMAL","COAL","OIL"]
[80,"CHANDRAPURA",8,"2010-03-31",250,"JHARKHAND","CENTER","DVC","THERMAL","COAL","OIL"]
[81,"CHANJU-I",0,null,36,"HIMACHAL","PVT","HSPCL","HYDRO",null,null,null,null,null,null,null,null,null,null,null,null,"-",0,0,null,null,79.022899999999993,0,0,null,null,136.76274999999998,0,0]
[81,"CHANJU-I",1,"2017-02-17",12,"HIMACHAL","PVT","HSPCL","HYDRO",null,null,null,null,null,null,null,null,null,null,null,null,null,0,0,null,"CDM#10153",29.492186605316974,0,0,null,"CDM#10153",45.587583333333335,0,0,null,"CDM#10153"]
[81,"CHANJU-I",2,"2017-02-01",12,"HIMACHAL","PVT","HSPCL","HYDRO",null,null,null,null,null,null,null,null,null,null,null,null,null,0,0,null,"CDM#10153",29.492186605316974,0,0,null,"CDM#10153",45.587583333333335,0,0,null,"CDM#10153"]
[81,"CHANJU-I",3,"2017-07-26",12,"HIMACHAL","PVT","HSPCL","HYDRO",null,null,null,null,null,null,null,null,null,null,null,null,null,null,null,null,null,20.038526789366056,0,0,null,1,45.587583333333335,0,0,null,1]
[82,"CHEMBUKADAVU-II",0,null,3.75,"KERALA","STATE","KSEB","HYDRO",null,null,"-",0,0,null,null,"-",0,0,null,null,"-",0,0,null,null,"-",0,0,null,null,"-",0,0]
[82,"CHEMBUKADAVU-II",1,"2004-01-25",1.25,"KERALA","STATE","KSEB","HYDRO",null,null,"-",null,null,null,null,"-",null,null,null,null,"-",null,null,null,null,"-",null,null,null,null,"-"]
[82,"CHEMBUKADAVU-II",2,"2004-01-25",1.25,"KERALA","STATE","KSEB","HYDRO",null,null,"-",null,null,null,null,"-",null,null,null,null,"-",null,null,null,null,"-",null,null,null,null,"-"]
[82,"CHEMBUKADAVU-II",3,"2004-01-25",1.25,"KERALA","STATE","KSEB","HYDRO",null,null,"-",null,null,null,null,"-",null,null,null,null,"-",null,null,null,null,"-",null,null,null,null,"-"]
[83,"CHENANI I to III",0,null,32.799999999999997,"JAMMU & KASHMIR","STATE","JKEB","HYDRO",null,null,57.126930000000002,0,0,null,null,69.545524999999998,0,0,null,null,81.631789999999995,0,0,null,null,82.655645000000007,0,0,null,null,73.056719805,0,0]
[83,"CHENANI-I",1,"1971-09-01",4.66,"JAMMU & KASHMIR","STATE","JKEB","HYDRO"]
[83,"CHENANI-I",2,"1971-09-01",4.66,"JAMMU & KASHMIR","STATE","JKEB","HYDRO"]
[83,"CHENANI-I",3,"1971-10-01",4.66,"JAMMU & KASHMIR","STATE","JKEB","HYDRO"]
[83,"CHENANI-I",4,"1975-04-01",4.66,"JAMMU & KASHMIR","STATE","JKEB","HYDRO"]
[83,"CHENANI-I",5,"1975-04-02",4.66,"JAMMU & KASHMIR","STATE","JKEB","HYDRO",null,null,null,null,null,null,null,null,null,0]
[83,"CHENANI-II",6,"1997-04-14",2,"JAMMU & KASHMIR","STATE","JKEB","HYDRO"]
[83,"CHENANI-III",7,"2000-06-30",2.5,"JAMMU & KASHMIR","STATE","JKEB","HYDRO"]
[83,"CHENANI-III",8,"2000-06-30",2.5,"JAMMU & KASHMIR","STATE","JKEB","HYDRO"]
[83,"CHENANI-III",9,"2000-06-30",2.5,"JAMMU & KASHMIR","STATE","JKEB","HYDRO"]
[84,"CHHABRA TPS",0,null,2320,"RAJASTHAN","STATE","RRVUNL","THERMAL","COAL","OIL",4088.5390000000002,4932870.1877502389,1.2065117118242576,1,null,3991.5120000000002,4850497.4640661636,1.2152030268394942,1,null,6133.7839999999997,6732908.4400029285,1.0976761555351362,1,null,6870.6379493472887,5991010.3693848159,0.87197293956581756,1,null,9478,9165044.0895720571,0.96698080708715517,1]
[84,"CHHABRA TPS",1,"2009-10-30",250,"RAJASTHAN","STATE","RRVUNL","THERMAL","COAL","OIL",1205.144,1489791.1805322464,1.2361935009693832,null,null,236.137,282951.37611841474,1.1982509141659916,null,null,null,null,null,null,null,null,null,null,null,null,null,0]
[84,"CHHABRA TPS",2,"2010-05-04",250,"RAJASTHAN","STATE","RRVUNL","THERMAL","COAL","OIL",1400.5229999999999,1676179.0351957015,1.1968236403084431,null,null,1242.607,1441981.5932757691,1.160448632009774,null,null,null,null,null,null,null,null,null,null,null,null,null,0]
[84,"CHHABRA TPS",3,"2013-09-14",250,"RAJASTHAN","STATE","RRVUNL","THERMAL","COAL","OIL",1205.7729999999999,1427926.5636068685,1.1842416139744949,null,1,1186.384,1508459.2142050432,1.2714763636436797,null,1,1515.35607,1638448.9056077602,1.0812303049063314,null,1,1201.6099999999999,1282022.1157158224,1.0669203116783503,null,null,null,0]
[84,"CHHABRA TPS",4,"2014-06-30",250,"RAJASTHAN","STATE","RRVUNL","THERMAL","COAL","OIL",277.09899999999999,338973.49166104593,1.223293810735679,null,1,1326.384,1617105.2440691544,1.2191833164974506,null,1,1558.9636700000001,1716435.8323227728,1.1010107966934037,null,1,1600.32,1700086.8904046291,1.0623418381352663,null,1,1594.9193,1617113.7923291491,1.0139157462883226]
[84,"CHHABRA TPS",5,"2017-04-04",660,"RAJASTHAN","STATE","RRVUNL","THERMAL","COAL","OIL",null,null,null,null,null,null,null,null,null,null,null,null,null,null,null,1241.5859493472897,1082629.3499759724,0.87197293956581756,null,1,2529.5700000000002,2410768.3499964871,0.95303484386535531,null,1]
[84,"CHHABRA TPS",6,"2019-03-29",660,"RAJASTHAN","STATE","RRVUNL","THERMAL","COAL",null,null,null,null,null,null,null,null,null,null,null,null,null,null,null,null,null,null,null,null,null,0,0,0,null,1]
[85,"CHIBRO (YAMUNA)",0,null,240,"UTTARAKHAND","STATE","UJVNL","HYDRO",null,null,867.73950000000002,0,0,null,null,809.71109999999999,0,0,null,null,710.43,0,0,null,null,779.65215000000012,0,0,null,null,805.48235,0,0]
[85,"CHIBRO (YAMUNA)",1,"1975-04-20",60,"UTTARAKHAND","STATE","UJVNL","HYDRO"]
[85,"CHIBRO (YAMUNA)",2,"1975-04-24",60,"UTTARAKHAND","STATE","UJVNL","HYDRO"]
[85,"CHIBRO (YAMUNA)",3,"1975-04-30",60,"UTTARAKHAND","STATE","UJVNL","HYDRO"]
[85,"CHIBRO (YAMUNA)",4,"1976-02-02",60,"UTTARAKHAND","STATE","UJVNL","HYDRO"]
[86,"CHILLA",0,null,144,"UTTARAKHAND","STATE","UJVNL","HYDRO",null,null,796.48755000000006,0,0,null,null,749.9016499999999,0,0,null,null,765.50324999999998,0,0,null,null,807.60169999999994,0,0,null,null,629.24794999999995,0,0]
[86,"CHILLA",1,"1980-07-17",36,"UTTARAKHAND","STATE","UJVNL","HYDRO"]
[86,"CHILLA",2,"1980-07-17",36,"UTTARAKHAND","STATE","UJVNL","HYDRO"]
[86,"CHILLA",3,"1980-11-17",36,"UTTARAKHAND","STATE","UJVNL","HYDRO"]
[86,"CHILLA",4,"1981-03-08",36,"UTTARAKHAND","STATE","UJVNL","HYDRO"]
[87,"CHUTAK",0,null,44,"JAMMU & KASHMIR","CENTER","NHPC","HYDRO",null,null,35.322499999999998,0,0,null,null,36.725449999999995,0,0,null,null,43.8994,0,0,null,null,45.491400000000006,0,0,null,null,48.715200000000003,0,0]
[87,"CHUTAK",1,"2012-11-22",11,"JAMMU & KASHMIR","CENTER","NHPC","HYDRO",null,null,null,null,null,null,"CDM#2025",null,null,null,null,"CDM#2025",null,null,null,null,"CDM#2025",null,null,null,null,"CDM#2025",null,null,null,null,"CDM#2025"]
[87,"CHUTAK",2,"2012-11-08",11,"JAMMU & KASHMIR","CENTER","NHPC","HYDRO",null,null,null,null,null,null,"CDM#2025",null,null,null,null,"CDM#2025",null,null,null,null,"CDM#2025",null,null,null,null,"CDM#2025",null,null,null,null,"CDM#2025"]
[87,"CHUTAK",3,"2012-11-11",11,"JAMMU & KASHMIR","CENTER","NHPC","HYDRO",null,null,null,null,null,null,"CDM#2025",null,null,null,null,"CDM#2025",null,null,null,null,"CDM#2025",null,null,null,null,"CDM#2025",null,null,null,null,"CDM#2025"]
[87,"CHUTAK",4,"2013-01-28",11,"JAMMU & KASHMIR","CENTER","NHPC","HYDRO",null,null,null,null,null,null,"CDM#2025",null,null,null,null,"CDM#2025",null,null,null,null,"CDM#2025",null,null,null,null,"CDM#2025",null,null,null,null,"CDM#2025"]
[88,"CHUZACHEN",0,null,110,"SIKKIM","PVT","GATI INFRA LTD","HYDRO",null,null,428.70570000000004,0,0,null,null,419.32285000000002,0,0,null,null,492.27625,0,0,null,null,442.56605000000002,0,0,null,null,415.31299999999993,0,0]
[88,"CHUZACHEN",1,"2013-04-21",49.5,"SIKKIM","PVT","GATI INFRA LTD","HYDRO",null,null,214.35284999999999,0,0,null,1,209.66142500000001,0,0,null,1,null,0,0,null,null,null,0,0,null,null,null,0,0]
[88,"CHUZACHEN",2,"2013-04-20",49.5,"SIKKIM","PVT","GATI INFRA LTD","HYDRO",null,null,214.35284999999999,0,0,null,1,209.66142500000001,0,0,null,1,null,0,0,null,null,null,0,0,null,null,null,0,0]
[89,"DAE RAJASTHAN",0,null,100,"RAJASTHAN","CENTER","NPC","NUCLEAR","NUCLEAR",null,null,null,null,null,null,0,0,0,null,null,0,0,0,null,null,0,0,0,null,null,0,0,0]
[89,"DAE RAJASTHAN",1,"1972-07-31",100,"RAJASTHAN","CENTER","NPC","NUCLEAR","NUCLEAR",null,null,null,null,null,null,null,null,null,null,null,null,null,null,null,null,null,null,null,null,null,null,0]
[90,"D.P.L.",0,null,660,"WEST BENGAL","STATE","DPL","THERMAL","COAL","OIL",1228.69,1651538.2979287507,1.3441456330960215,1,null,1758.58,2255899.9506685198,1.2827963190008529,1,null,2143.39,2441639.0308547597,1.1391482795267123,1,null,2258.3458000000001,2810330.6206985028,1.2444199735481176,1,null,2098.7310000000002,2619050.6523018056,1.2479210781666661,1]
[90,"D.P.L.",1,"1960-03-31",0,"WEST BENGAL","STATE","DPL","THERMAL","COAL","OIL",0,null,null,null,null,null,null,null,null,null,null,null,null,null,null,null,null,null,null,null,null,0]
[90,"D.P.L.",2,"1960-04-30",0,"WEST BENGAL","STATE","DPL","THERMAL","COAL","OIL",0,null,null,null,null,null,null,null,null,null,null,null,null,null,null,null,null,null,null,null,null,0]
[90,"D.P.L.",3,"1964-06-12",0,"WEST BENGAL","STATE","DPL","THERMAL","COAL","OIL",0,null,null,null,null,null,null,null,null,null,null,null,null,null,null,null,null,null,null,null,null,0]
[90,"D.P.L.",4,"1964-09-01",0,"WEST BENGAL","STATE","DPL","THERMAL","COAL","OIL",0,null,null,null,null,null,null,null,null,null,null,null,null,null,null,null,null,null,null,null,null,0]
[90,"D.P.L.",5,"1966-05-31",0,"WEST BENGAL","STATE","DPL","THERMAL","COAL","OIL",0,null,null,null,null,null,null,null,null,null,null,null,null,null,null,null,null,null,null,null,null,0]
[90,"D.P.L.",6,"1985-07-03",110,"WEST BENGAL","STATE","DPL","THERMAL","COAL","OIL",0,null,null,null,null,null,null,null,null,null,null,null,null,null,null,null,null,null,null,null,null,0]
[90,"D.P.L.",7,"2007-11-24",300,"WEST BENGAL","STATE","DPL","THERMAL","COAL","OIL",920.54,1298000.7344471174,1.410042729753316,null,null,1062.1938157579002,1347928.2001308952,1.2690039992081077,null,null,null,null,null,null,null,null,null,null,null,null,null,0]
[90,"D.P.L.",8,"2014-03-31",250,"WEST BENGAL","STATE","DPL","THERMAL","COAL","OIL",308.08999999999997,353537.58313346573,1.1475139833602706,null,1,696.38618424209972,907971.7752920104,1.3038337000901106,null,1,1149.8900000000001,1264517.9791652798,1.099686038808303,null,1,915.81219999999996,1115528.5046215672,1.2180756105035151,null,null,1186.5242366229065,1448359.1633828154,1.2206738966455042]
[91,"DADRI (NCTPP)",0,null,1820,"UTTAR PRADESH","CENTER","NTPC","THERMAL","COAL","OIL",11466,11157113,0.97306061398918542,1,null,9333,9115581,0.97670427515268399,1,null,8197,8041094.3760232981,0.98098016054938364,1,null,9271,9469369.2074557934,1.0213967433346773,1,null,9861.1360000000004,9732472.117598312,0.98695242795539095,1]
[91,"DADRI (NCTPP)",1,"1991-12-21",210,"UTTAR PRADESH","CENTER","NTPC","THERMAL","COAL","OIL",null,null,null,null,null,null,null,null,null,null,null,null,null,null,null,null,null,null,null,null,null,0]
[91,"DADRI (NCTPP)",2,"1992-12-18",210,"UTTAR PRADESH","CENTER","NTPC","THERMAL","COAL","OIL",null,null,null,null,null,null,null,null,null,null,null,null,null,null,null,null,null,null,null,null,null,0]
[91,"DADRI (NCTPP)",3,"1992-06-16",210,"UTTAR PRADESH","CENTER","NTPC","THERMAL","COAL","OIL",null,null,null,null,null,null,null,null,null,null,null,null,null,null,null,null,null,null,null,null,null,0]
[91,"DADRI (NCTPP)",4,"1994-03-24",210,"UTTAR PRADESH","CENTER","NTPC","THERMAL","COAL","OIL",null,null,null,null,null,null,null,null,null,null,null,null,null,null,null,null,null,null,null,null,null,0]
[91,"DADRI (NCTPP)",5,"2010-01-29",490,"UTTAR PRADESH","CENTER","NTPC","THERMAL","COAL","OIL",null,null,null,null,null,null,null,null,null,null,null,null,null,null,null,null,null,null,null,null,null,0]
[91,"DADRI (NCTPP)",6,"2010-07-30",490,"UTTAR PRADESH","CENTER","NTPC","THERMAL","COAL","OIL",null,null,null,null,null,null,null,null,null,null,null,null,null,null,null,null,null,null,null,null,null,0]
[92,"DADRI GT",0,null,829.78,"UTTAR PRADESH","CENTER","NTPC","THERMAL","GAS","DISL",2462,1082729.47,0.43977638911454103,1,null,2924,1300763.1499999999,0.44485743844049247,1,null,2178,942678.63915264001,0.43281847527669426,1,null,1575,730184.75,0.46360936507936507,1,null,1605,711308.90574333561,0.44318311884319972,1]
[92,"DADRI GT",1,"1992-02-21",130.19,"UTTAR PRADESH","CENTER","NTPC","THERMAL","GAS","DISL",null,null,null,null,null,null,null,null,null,null,null,null,null,null,null,null,null,null,null,null,null,0]
[92,"DADRI GT",2,"1992-03-26",130.19,"UTTAR PRADESH","CENTER","NTPC","THERMAL","GAS","DISL",null,null,null,null,null,null,null,null,null,null,null,null,null,null,null,null,null,null,null,null,null,0]
[92,"DADRI GT",3,"1992-06-06",130.19,"UTTAR PRADESH","CENTER","NTPC","THERMAL","GAS","DISL",null,null,null,null,null,null,null,null,null,null,null,null,null,null,null,null,null,null,null,null,null,0]
[92,"DADRI GT",4,"1992-10-14",130.19,"UTTAR PRADESH","CENTER","NTPC","THERMAL","GAS","DISL",null,null,null,null,null,null,null,null,null,null,null,null,null,null,null,null,null,null,null,null,null,0]
[92,"DADRI GT",5,"1994-02-26",154.51,"UTTAR PRADESH","CENTER","NTPC","THERMAL","GAS","DISL",null,null,null,null,null,null,null,null,null,null,null,null,null,null,null,null,null,null,null,null,null,0]
[92,"DADRI GT",6,"1993-03-27",154.51,"UTTAR PRADESH","CENTER","NTPC","THERMAL","GAS","DISL",null,null,null,null,null,null,null,null,null,null,null,null,null,null,null,null,null,null,null,null,null,0]
[93,"DAMODARAM SANJEEVAIAH",0,null,1600,"ANDHRA PRADESH","STATE","APPDCL","THERMAL","COAL","OIL",1025.3844999999999,871576.82499999984,0.85,1,null,4750.1775500000003,4037650.9175,0.85,1,null,8081.5140000000001,8366560.5773288272,1.0352714327202583,1,null,4482.9470000000001,4777563.5914996369,1.0657194009877067,1,null,6469.5389999999998,7223272.5363682965,1.1165049837968821,1]
[93,"DAMODARAM SANJEEVAIAH",1,"2014-08-28",800,"ANDHRA PRADESH","STATE","APPDCL","THERMAL","COAL","OIL",962.69723799126643,818292.6522925765,0.85,null,1,2375.0887750000002,2018825.45875,0.85,null,1,8081.5140000000001,8366560.5773288263,1.0352714327202583,null,1,2281.4960000000001,2475579.8444247213,1.0850686761777015,null,1,3039.6759999999999,3516539.4280066141,1.1568796898112215,null,1]
[93,"DAMODARAM SANJEEVAIAH",2,"2015-03-17",800,"ANDHRA PRADESH","STATE","APPDCL","THERMAL","COAL","OIL",62.687262008733626,53284.172707423582,0.85,null,1,2375.0887750000002,2018825.45875,0.85,null,1,8081.5140000000001,8366560.5773288263,1.0352714327202583,null,1,2201.451,2301983.7470749156,1.0456665840279504,null,1,3429.8629999999998,3706733.1083616819,1.0807233724383982,null,1]
[94,"DEHAR",0,null,990,"HIMACHAL","CENTER","BBMB","HYDRO",null,null,3135.3047000000001,0,0,null,null,3322.4442999999997,0,0,null,null,3168.7565999999997,0,0,null,null,3070.8088000000002,0,0,null,null,3210.1685000000002,0,0]
[94,"DEHAR",1,"1977-11-02",165,"HIMACHAL","CENTER","BBMB","HYDRO"]
[94,"DEHAR",2,"1978-03-03",165,"HIMACHAL","CENTER","BBMB","HYDRO"]
[94,"DEHAR",3,"1979-06-12",165,"HIMACHAL","CENTER","BBMB","HYDRO"]
[94,"DEHAR",4,"1979-06-12",165,"HIMACHAL","CENTER","BBMB","HYDRO"]
[94,"DEHAR",5,"1983-07-14",165,"HIMACHAL","CENTER","BBMB","HYDRO"]
[94,"DEHAR",6,"1983-11-10",165,"HIMACHAL","CENTER","BBMB","HYDRO"]
[95,"DERANG",0,null,1200,"ORISSA","PVT","JIPL","THERMAL","COAL","OIL",481.94575000000003,467487.37750000006,0.97,1,null,5837.7659999999996,5662633.0199999996,0.97,1,null,6164.74,5744605.0397470267,0.93184871377333467,1,null,3444.42,3234618.9557596152,0.93908958714663571,1,null,3950.5659999999998,3778551.9922370738,0.95645838906047231,1]
[95,"DERANG",1,"2014-05-10",600,"ORISSA","PVT","JIPL","THERMAL","COAL","OIL",400.59429347826097,388576.46467391308,0.97,null,1,2918.8829999999998,2831316.51,0.97,null,1,3378.7369919727407,3128275.5893008718,0.92587129354343967,null,1,1239.1130040939008,1169362.4938099405,0.94370932267395158,null,1,3363.686726174592,3217219.9226924656,0.95645646714291432]
[95,"DERANG",2,"2015-01-24",600,"ORISSA","PVT","JIPL","THERMAL","COAL","OIL",81.351456521739138,78910.912826086962,0.97,null,1,2918.8829999999998,2831316.51,0.97,null,1,2786.0030080272581,2616329.4504507156,0.93909785557026848,null,1,2205.2976014270016,2065256.4619496746,0.93649784982003825,null,1,586.87927382540761,561332.0695446087,0.95646940449221074,null,1]
[96,"DGEN MEGA CCCP",0,null,1200,"GUJARAT","PVT","TORR POWER","THERMAL","GAS","n/a",0,0,0,1,null,2636.864,910254.29959951714,0.3452033550458109,1,null,2.97,1978.7268471983998,0.66623799568969688,1,null,0,0,0,1,null,0,0,0,1]
[96,"DGEN MEGA CCCP",1,"2014-01-12",400,"GUJARAT","PVT","TORR POWER","THERMAL","GAS","n/a",0,0,0,null,"CDM#7611",878.95466666666675,303418.09986650571,0.3452033550458109,null,"CDM#7611",0.9900000000000001,659.57561573279997,0.66623799568969688,null,"CDM#7611",0,0,0,null,"CDM#7611",0,0,0,null,"CDM#7611"]
[96,"DGEN MEGA CCCP",2,"2014-03-09",400,"GUJARAT","PVT","TORR POWER","THERMAL","GAS","n/a",0,0,0,null,"CDM#7611",878.95466666666675,303418.09986650571,0.3452033550458109,null,"CDM#7611",0.9900000000000001,659.57561573279997,0.66623799568969688,null,"CDM#7611",0,0,0,null,"CDM#7611",0,0,0,null,"CDM#7611"]
[96,"DGEN MEGA CCCP",3,"2014-04-23",400,"GUJARAT","PVT","TORR POWER","THERMAL","GAS","n/a",0,0,0,null,"CDM#7611",878.95466666666675,303418.09986650571,0.3452033550458109,null,"CDM#7611",0.9900000000000001,659.57561573279997,0.66623799568969688,null,"CDM#7611",0,0,0,null,"CDM#7611",0,0,0,null,"CDM#7611"]
[97,"DHAKRANI",0,null,33.75,"UTTARAKHAND","STATE","UJVNL","HYDRO",null,null,148.66295,0,0,null,null,136.17570000000001,0,0,null,null,119.58905,0,0,null,null,129.0316,0,0,null,null,146.74259999999998,0,0]
[97,"DHAKRANI",1,"1965-11-15",11.25,"UTTARAKHAND","STATE","UJVNL","HYDRO",null,null,null,null,null,null,null,null,null,null,null,null,null,null,null,null,null,null,null,null,null,null,null,0]
[97,"DHAKRANI",2,"1966-03-31",11.25,"UTTARAKHAND","STATE","UJVNL","HYDRO",null,null,null,null,null,null,null,null,null,null,null,null,null,null,null,null,null,null,null,null,null,null,null,0]
[97,"DHAKRANI",3,"1970-01-10",11.25,"UTTARAKHAND","STATE","UJVNL","HYDRO",null,null,null,null,null,null,null,null,null,null,null,null,null,null,null,null,null,null,null,null,null,null,null,0]
[98,"DHALIPUR",0,null,51,"UTTARAKHAND","STATE","UJVNL","HYDRO",null,null,229.98429999999999,0,0,null,null,204.03470000000002,0,0,null,null,179.49800000000002,0,0,null,null,185.77645000000001,0,0,null,null,218.89005,0,0]
[98,"DHALIPUR",1,"1965-12-10",17,"UTTARAKHAND","STATE","UJVNL","HYDRO",null,null,null,null,null,null,null,null,null,null,null,null,null,null,null,null,null,null,null,null,null,null,null,0]
[98,"DHALIPUR",2,"1966-03-25",17,"UTTARAKHAND","STATE","UJVNL","HYDRO",null,null,null,null,null,null,null,null,null,null,null,null,null,null,null,null,null,null,null,null,null,null,null,0]
[98,"DHALIPUR",3,"1970-03-31",17,"UTTARAKHAND","STATE","UJVNL","HYDRO",null,null,null,null,null,null,null,null,null,null,null,null,null,null,null,null,null,null,null,null,null,null,null,0]
[99,"DHANU",0,null,500,"MAHARASHTRA","PVT","REL","THERMAL","COAL","OIL",3642.26,3494527.0549649196,0.95943920943725025,1,null,3480.74,3310889.7801074712,0.95120284195529436,1,null,3394.3670000000002,3228147.7470630533,0.95103085407766841,1,null,3189.8,3079732.3414280098,0.96549386840178375,1,null,3268.01,3072961.8099556123,0.94031591395240899,1]
[99,"DHANU",1,"1995-01-06",250,"MAHARASHTRA","PVT","REL","THERMAL","COAL","OIL",null,null,null,null,null,null,null,null,null,null,null,null,null,null,null,null,null,null,null,null,null,0]
[99,"DHANU",2,"1995-03-29",250,"MAHARASHTRA","PVT","REL","THERMAL","COAL","OIL",null,null,null,null,null,null,null,null,null,null,null,null,null,null,null,null,null,null,null,null,null,0]
[100,"DHARIWAL INF TPP ",0,null,600,"MAHARASHTRA","PVT","DHARIWAL INFRA PVT LTD","THERMAL","COAL","OIL",382.45,417967.85748456855,1.0928692835261304,1,null,334.9,350428.43554583238,1.0463673799517241,1,null,1413,1490071.9892350205,1.0545449322257752,1,null,2205.11,2279484.2836543145,1.0337281512733216,1,null,2966,3001371.5839163992,1.0119256857438972,1]
[100,"DHARIWAL INF TPP ",1,"2013-11-03",300,"MAHARASHTRA","PVT","DHARIWAL INFRA PVT LTD","THERMAL","COAL","OIL",268.01,282580.7456132457,1.0543664251828129,null,1,0,0,0,null,1,0,0,0,null,1,236.53,262459.79481978429,1.1096258183730785,null,null,null,0]
[100,"DHARIWAL INF TPP ",2,"2014-08-02",300,"MAHARASHTRA","PVT","DHARIWAL INFRA PVT LTD","THERMAL","COAL","OIL",114.44,135387.11187132291,1.1830401247057227,null,1,334.9,350428.43554583238,1.0463673799517241,null,1,1413,1490071.9892350205,1.0545449322257752,null,1,1968.57,2017024.4888345301,1.0246140542802797,null,1,1942,1911919.83742638,0.98451072987970134,null,1]
[101,"DHAULI GANGA ",0,null,280,"UTTARAKHAND","CENTER","NHPC","HYDRO",null,null,739.77255000000002,0,0,null,null,1084.1818500000002,0,0,null,null,951.34934999999996,0,0,null,null,1147.3942000000002,0,0,null,null,1100.67895,0,0]
[101,"DHAULI GANGA",1,"2005-10-17",70,"UTTARAKHAND","CENTER","NHPC","HYDRO",null,null,null,null,null,null,null,null,null,null,null,null,null,null,null,null,null,null,null,null,null,null,null,0]
[101,"DHAULI GANGA",2,"2005-09-01",70,"UTTARAKHAND","CENTER","NHPC","HYDRO",null,null,null,null,null,null,null,null,null,null,null,null,null,null,null,null,null,null,null,null,null,null,null,0]
[101,"DHAULI GANGA",3,"2005-07-28",70,"UTTARAKHAND","CENTER","NHPC","HYDRO",null,null,null,null,null,null,null,null,null,null,null,null,null,null,null,null,null,null,null,null,null,null,null,0]
[101,"DHAULI GANGA",4,"2005-07-26",70,"UTTARAKHAND","CENTER","NHPC","HYDRO",null,null,null,null,null,null,null,null,null,null,null,null,null,null,null,null,null,null,null,null,null,null,null,0]
[102,"DHOLPUR",0,null,330,"RAJASTHAN","STATE","RRVUNL","THERMAL","GAS","n/a",829.11419999999998,408032.02859148377,0.49213006916475893,1,null,282.7,165244.00429723211,0.58452070851514726,1,null,94.855000000000004,59961.005373040665,0.63213331266713046,1,null,210.23050000000001,116015.04454345086,0.55184687542221922,1,null,20.2349,11798.92069691926,0.58309755407337127,1]
[102,"DHOLPUR",1,"2007-03-29",110,"RAJASTHAN","STATE","RRVUNL","THERMAL","GAS","n/a",null,null,null,null,null,null,null,null,null,null,null,null,null,null,null,null,null,null,null,null,null,0]
[102,"DHOLPUR",2,"2007-06-16",110,"RAJASTHAN","STATE","RRVUNL","THERMAL","GAS","n/a",null,null,null,null,null,null,null,null,null,null,null,null,null,null,null,null,null,null,null,null,null,0]
[102,"DHOLPUR",3,"2007-12-27",110,"RAJASTHAN","STATE","RRVUNL","THERMAL","GAS","n/a",null,null,null,null,null,null,null,null,null,null,null,null,null,null,null,null,null,null,null,null,null,0]
[103,"DHUVARAN",0,null,0,"GUJARAT","STATE","GSECL","THERMAL","OIL","GAS",0,0,0,1,null,0,0,0,1,null,null,0,0,1,null,0,0,0,1,null,0,0,0,1]
[103,"DHUVARAN",1,"1965-12-07",0,"GUJARAT","STATE","GSECL","THERMAL","OIL","GAS",null,null,null,null,null,null,null,null,null,null,null,null,null,null,null,null,null,null,null,null,null,0]
[103,"DHUVARAN",2,"1965-04-29",0,"GUJARAT","STATE","GSECL","THERMAL","OIL","GAS",null,null,null,null,null,null,null,null,null,null,null,null,null,null,null,null,null,null,null,null,null,0]
[103,"DHUVARAN",3,"1965-02-13",0,"GUJARAT","STATE","GSECL","THERMAL","OIL","GAS",null,null,null,null,null,null,null,null,null,null,null,null,null,null,null,null,null,null,null,null,null,0]
[103,"DHUVARAN",4,"1964-02-13",0,"GUJARAT","STATE","GSECL","THERMAL","OIL","GAS",null,null,null,null,null,null,null,null,null,null,null,null,null,null,null,null,null,null,null,null,null,0]
[103,"DHUVARAN",5,"1972-05-27",0,"GUJARAT","STATE","GSECL","THERMAL","OIL","GAS",null,null,null,null,null,null,null,null,null,null,null,null,null,null,null,null,null,null,null,null,null,0]
[103,"DHUVARAN",6,"1972-09-18",0,"GUJARAT","STATE","GSECL","THERMAL","OIL","GAS",null,null,null,null,null,null,null,null,null,null,null,null,null,null,null,null,null,null,null,null,null,0]
[104,"DHUVARAN CCPP",0,null,595.20000000000005,"GUJARAT","STATE","GSECL","THERMAL","GAS","n/a",145.81399999999999,70003.49560765276,0.48008761578211118,1,null,384.53800000000001,171493.20704242965,0.44597206789037663,1,null,283.74811,131843.28865263236,0.46464904612979574,1,null,549.86929999999995,267198.68777720793,0.48593127089875349,1,null,656.54899999999998,294488.06085418741,0.44853934870693191,1]
[104,"DHUVARAN CCPP",1,"2003-06-04",67.849999999999994,"GUJARAT","STATE","GSECL","THERMAL","GAS","n/a",null,null,null,null,"CDM#1352",null,null,null,null,"CDM#1352",null,null,null,null,null,null,null,null,null,null,null,0]
[104,"DHUVARAN CCPP",2,"2003-09-22",38.767000000000003,"GUJARAT","STATE","GSECL","THERMAL","GAS","n/a",null,null,null,null,"CDM#1352",null,null,null,null,"CDM#1352",null,null,null,null,null,null,null,null,null,null,null,0]
[104,"DHUVARAN CCPP",3,"2006-03-17",72.510000000000005,"GUJARAT","STATE","GSECL","THERMAL","GAS","n/a",null,null,null,null,"CDM#1352",null,null,null,null,"CDM#1352",null,null,null,null,null,null,null,null,null,null,null,0]
[104,"DHUVARAN CCPP",4,"2007-08-13",39.94,"GUJARAT","STATE","GSECL","THERMAL","GAS","n/a",null,null,null,null,"CDM#1352",null,null,null,null,"CDM#1352",null,null,null,null,null,null,null,null,null,null,null,0]
[104,"DHUVARAN CCPP-III",5,"2014-05-21",376.1,"GUJARAT","STATE","GSECL","THERMAL","GAS","n/a",0,0,0,null,1,0,0,0,null,1,null,0,0,null,1,15.2797,22239.713383272378,1.4555072012717774,null,1,264.24700000000001,108919.99555711755,0.41219009319734018]
[105,"DIKCHU ",0,null,96,"SIKKIM","PVT","SKPL","HYDRO",null,null,null,null,null,null,null,null,null,null,null,null,null,null,null,null,null,368.24950000000007,0,0,null,null,459.92879999999997,0,0]
[105,"DIKCHU ",1,"2017-04-11",48,"SIKKIM","PVT","SKPL","HYDRO",null,null,null,null,null,null,null,null,null,null,null,null,null,null,null,null,null,184.12475000000003,0,0,null,"CDM#7559",229.96439999999998,0,0,null,"CDM#7559"]
[105,"DIKCHU ",2,"2017-04-11",48,"SIKKIM","PVT","SKPL ","HYDRO",null,null,null,null,null,null,null,null,null,null,null,null,null,null,null,null,null,184.12475000000003,0,0,null,"CDM#7559",229.96439999999998,0,0,null,"CDM#7559"]
[106,"DIMBE",0,null,5,"MAHARASHTRA","STATE","MAHAGENCO","HYDRO",null,null,"-",0,0,null,null,"-",0,0,null,null,"-",0,0,null,null,"-",0,0,null,null,"-",0,0]
[106,"DIMBE",1,"1997-03-12",5,"MAHARASHTRA","STATE","MAHAGENCO","HYDRO",null,null,"-",null,null,null,null,"-",null,null,null,null,"-",null,null,null,null,"-",null,null,null,null,"-"]
[107,"DLF",0,null,15.5,"ASSAM","PVT","EIPL","THERMAL","GAS","n/a","-",0,0,1,null,"-",0,0,1,null,"-",0,0,1,null,"-",0,0,1,null,"-",0,0,1]
[107,"DLF ADAMTILLA ",1,"1997-07-01",0,"ASSAM","PVT","EIPL","THERMAL","GAS","n/a","-",null,null,null,null,"-",null,null,null,null,"-",null,null,null,null,"-",null,null,null,null,"-",null,null,null,null,"","","",""]
[107,"DLF BANSKANDI ",2,"1997-09-01",15.5,"ASSAM","PVT","EIPL","THERMAL","GAS","n/a","-",null,null,null,null,"-",null,null,null,null,"-",null,null,null,null,"-",null,null,null,null,"-"]
[108,"DONKARAYI",0,null,25,"ANDHRA PRADESH","STATE","APGENCO","HYDRO",null,null,"-",0,0,null,null,"-",0,0,null,null,"-",0,0,null,null,"-",0,0,null,null,"-",0,0]
[108,"DONKARAYI",1,"1983-10-04",25,"ANDHRA PRADESH","STATE","APGENCO","HYDRO",null,null,"-",null,null,null,null,"-",null,null,null,null,"-",null,null,null,null,"-",null,null,null,null,"-"]
[109,"DOYANG",0,null,75,"NAGALAND","CENTER","NEEPCO","HYDRO",null,null,164.32425000000001,0,0,null,null,162.32429999999999,0,0,null,null,257.64530000000002,0,0,null,null,273.01805000000002,0,0,null,null,230.31264999999999,0,0]
[109,"DOYANG",1,"2000-07-08",25,"NAGALAND","CENTER","NEEPCO","HYDRO"]
[109,"DOYANG",2,"2000-07-05",25,"NAGALAND","CENTER","NEEPCO","HYDRO"]
[109,"DOYANG",3,"2000-06-29",25,"NAGALAND","CENTER","NEEPCO","HYDRO"]
[110,"DUDH GANGA",0,null,24,"MAHARASHTRA","STATE","MAHAGENCO","HYDRO",null,null,"-",0,0,null,null,"-",0,0,null,null,"-",null,null,null,null,"-",null,null,null,null,"-",0,0]
[110,"DUDH GANGA",1,"2000-02-27",12,"MAHARASHTRA","STATE","MAHAGENCO","HYDRO",null,null,"-",null,null,null,null,"-",null,null,null,null,null,null,null,null,null,"-",null,null,null,null,"-"]
[110,"DUDH GANGA",2,"2000-03-31",12,"MAHARASHTRA","STATE","MAHAGENCO","HYDRO",null,null,"-",null,null,null,null,"-",null,null,null,null,null,null,null,null,null,"-",null,null,null,null,"-"]
[111,"DULHASTI",0,null,390,"JAMMU & KASHMIR","CENTER","NHPC","HYDRO",null,null,2165.5478499999999,0,0,null,null,2349.6725999999999,0,0,null,null,2268.6199000000001,0,0,null,null,2332.1406999999999,0,0,null,null,2262.0131000000001,0,0]
[111,"DULHASTI",1,"2007-03-26",130,"JAMMU & KASHMIR","CENTER","NHPC","HYDRO"]
[111,"DULHASTI",2,"2007-02-28",130,"JAMMU & KASHMIR","CENTER","NHPC","HYDRO"]
[111,"DULHASTI",3,"2007-03-18",130,"JAMMU & KASHMIR","CENTER","NHPC","HYDRO"]
[112,"DURGAPUR",0,null,210,"WEST BENGAL","CENTER","DVC","THERMAL","COAL","OIL",1153.653,1371335.961541086,1.1886901534006205,1,null,788.65610000000004,946157.49780966027,1.1997085901062077,1,null,518.24090000000001,611964.73909676645,1.1808499466112505,1,null,832.30799999999999,984710.23937255878,1.1831079833097349,1,null,856.2,1019614.602933374,1.1908603164370171,1]
[112,"DURGAPUR",1,"1967-05-31",0,"WEST BENGAL","CENTER","DVC","THERMAL","COAL","OIL"]
[112,"DURGAPUR",2,"1981-12-05",210,"WEST BENGAL","CENTER","DVC","THERMAL","COAL","OIL",null,null,null,null,null,null,null,null,null,null,null,null,null,null,null,832.30799999999999,984710.23937255878,1.1831079833097349,null,null,null,0,0]
[113,"DURGAPUR STEEL TPS",0,null,1000,"WEST BENGAL","CENTER","DVC","THERMAL","COAL","OIL",3633.3960000000002,3615119.5300252321,0.99496986566430745,1,null,4179.2659999999996,4109626.3883500188,0.98333687981334983,1,null,6327.03,6136491.5188226206,0.9698850043104934,1,null,6182.0409,5918250.0918329405,0.95732949483283758,1,null,5981.3710000000001,5715071.0232220851,0.9554784385088444,1]
[113,"DURGAPUR STEEL TPS",1,"2011-07-29",500,"WEST BENGAL","CENTER","DVC","THERMAL","COAL","OIL",2612.087,2589700.3230598387,0.99142958219226185,null,null,3232.0549999999998,3171355.5427281116,0.9812195469223487]
[113,"DURGAPUR STEEL TPS",2,"2012-03-23",500,"WEST BENGAL","CENTER","DVC","THERMAL","COAL","OIL",1021.309,1025419.2624984382,1.004024504335552,null,1,947.21100000000001,938270.76514587132,0.99056151707050633]
[114,"E.G. CANAL",0,null,15,"BIHAR","STATE","BSEB","HYDRO",null,null,"-",0,0,null,null,"-",0,0,null,null,"-",0,0,null,null,"-",0,0,null,null,"-",0,0]
[114,"E.G. CANAL",1,"1995-08-04",5,"BIHAR","STATE","BSEB","HYDRO",null,null,"-",null,null,null,null,"-",null,null,null,null,"-",null,null,null,null,"-",null,null,null,null,"-"]
[114,"E.G. CANAL",2,"1996-06-22",5,"BIHAR","STATE","BSEB","HYDRO",null,null,"-",null,null,null,null,"-",null,null,null,null,"-",null,null,null,null,"-",null,null,null,null,"-"]
[114,"E.G. CANAL",3,"1997-11-12",5,"BIHAR","STATE","BSEB","HYDRO",null,null,"-",null,null,null,null,"-",null,null,null,null,"-",null,null,null,null,"-",null,null,null,null,"-"]
[115,"ELDARI",0,null,22.5,"MAHARASHTRA","STATE","MAHAGENCO","HYDRO",null,null,"-",0,0,null,null,"-",0,0,null,null,"-",0,0,null,null,"-",0,0,null,null,"-",0,0]
[115,"ELDARI",1,"1968-06-16",7.5,"MAHARASHTRA","STATE","MAHAGENCO","HYDRO",null,null,"-",null,null,null,null,"-",null,null,null,null,"-",null,null,null,null,"-",null,null,null,null,"-"]
[115,"ELDARI",2,"1968-05-10",7.5,"MAHARASHTRA","STATE","MAHAGENCO","HYDRO",null,null,"-",null,null,null,null,"-",null,null,null,null,"-",null,null,null,null,"-",null,null,null,null,"-"]
[115,"ELDARI",3,"1968-03-20",7.5,"MAHARASHTRA","STATE","MAHAGENCO","HYDRO",null,null,"-",null,null,null,null,"-",null,null,null,null,"-",null,null,null,null,"-",null,null,null,null,"-"]
[116,"GMR WARORA TPP",0,null,600,"MAHARASHTRA","PVT","EMCO ENERGY (gmr)","THERMAL","COAL","OIL",3277.35,3220631.3983535971,0.98269376122586771,1,null,3635.24,3515081.1011965252,0.96694608917059821,1,null,3389.31,3220265.0326350457,0.95012407617923578,1,null,3438.21,3265126.964428335,0.94965896918115378,1,null,3574.98,3445336.533856899,0.96373589051040809,1]
[116,"EMCO WARORA TPP",1,"2013-02-07",300,"MAHARASHTRA","PVT","EMCO ENERGY (gmr)","THERMAL","COAL","OIL",1595.52,1566526.6057729744,0.98182824770167376,null,1,1915.38,1864556.6437039936,0.97346565365827853,null,1]
[116,"EMCO WARORA TPP",2,"2013-08-27",300,"MAHARASHTRA","PVT","EMCO ENERGY (gmr)","THERMAL","COAL","OIL",1681.83,1654104.3801705358,0.98351461216088187,null,1,1719.86,1650524.5157623203,0.95968539053313662,null,1,1741.73,1644267.0483960295,0.9440424453824815,null,1,1603.79,1522763.0893225493,0.94947785515718974]
[117,"ENNORE",0,null,0,"TAMIL NADU","STATE","TNEB","THERMAL","COAL","OIL",485.13600000000002,966999.49485704454,1.9932544582489127,1,null,347.36,708162.91113984631,2.0387002278323534,1,null,144.15799999999999,326553.31440319307,2.2652458719127142,1,null,0,0,0,1,null,0,0,0,1]
[117,"ENNORE",1,"1970-03-31",0,"TAMIL NADU","STATE","TNEB","THERMAL","COAL","OIL",158.911]
[117,"ENNORE",2,"1971-02-14",0,"TAMIL NADU","STATE","TNEB","THERMAL","COAL","OIL",12.673]
[117,"ENNORE",3,"1972-05-17",0,"TAMIL NADU","STATE","TNEB","THERMAL","COAL","OIL",115.399]
[117,"ENNORE",4,"1973-05-26",0,"TAMIL NADU","STATE","TNEB","THERMAL","COAL","OIL",198.15299999999999]
[117,"ENNORE",5,"1975-12-02",0,"TAMIL NADU","STATE","TNEB","THERMAL","COAL","OIL",0]
[118,"ESSAR GT IMP.",0,null,515,"GUJARAT","PVT","ESSAR","THERMAL","GAS","NAPT",0,0,0,1,null,0,0,0,1,null,0,0,0,1,null,0,0,0,1,null,0,0,0,1]
[118,"ESSAR GT IMP.",1,"1995-08-10",515,"GUJARAT","PVT","ESSAR","THERMAL","GAS","NAPT"]
[119,"F_BAD CCGT",0,null,431.58600000000001,"HARYANA","CENTER","NTPC","THERMAL","GAS","NAPT",1527,663565,0.43455468238375905,1,null,1068,542280,0.50775280898876407,1,null,1004.908,426312.36629944324,0.42423024426061218,1,null,811,346512.25819079997,0.42726542316991367,1,null,578,250128.0630882,0.43274751399342565,1]
[119,"F_BAD CCGT",1,"1999-06-29",137.75800000000001,"HARYANA","CENTER","NTPC","THERMAL","GAS","NAPT"]
[119,"F_BAD CCGT",2,"1999-10-18",137.75800000000001,"HARYANA","CENTER","NTPC","THERMAL","GAS","NAPT"]
[119,"F_BAD CCGT",3,"2000-07-31",156.07,"HARYANA","CENTER","NTPC","THERMAL","GAS","NAPT"]
[120,"F_BAD EXTN.",0,null,0,"HARYANA","STATE","HPGCL","THERMAL","COAL","OIL",0,0,0,1,null,0,0,0,1,null,null,0,null,1,null,0,null,null,1,null,0,0,0,1]
[120,"F_BAD EXTN.",1,"1974-11-15",0,"HARYANA","STATE","HPGCL","THERMAL","COAL","OIL"]
[120,"F_BAD EXTN.",2,"1976-03-06",0,"HARYANA","STATE","HPGCL","THERMAL","COAL","OIL"]
[120,"F_BAD EXTN.",3,"1981-04-01",0,"HARYANA","STATE","HPGCL","THERMAL","COAL","OIL"]
[121,"FARAKKA STPS",0,null,2100,"WEST BENGAL","CENTER","NTPC","THERMAL","COAL","OIL",12467,12130579,0.97301507981070023,1,null,11440,11182382,0.9774809440559441,1,null,12732,12790870.070480637,1.0046237881307445,1,null,12381,12321963.69443774,0.99523170135188921,1,null,13847.15,13956413.05897554,1.0078906532373477,1]
[121,"FARAKKA STPS",1,"1986-01-01",200,"WEST BENGAL","CENTER","NTPC","THERMAL","COAL","OIL"]
[121,"FARAKKA STPS",2,"1986-12-24",200,"WEST BENGAL","CENTER","NTPC","THERMAL","COAL","OIL"]
[121,"FARAKKA STPS",3,"1987-08-06",200,"WEST BENGAL","CENTER","NTPC","THERMAL","COAL","OIL"]
[121,"FARAKKA STPS",4,"1992-09-25",500,"WEST BENGAL","CENTER","NTPC","THERMAL","COAL","OIL"]
[121,"FARAKKA STPS",5,"1994-02-16",500,"WEST BENGAL","CENTER","NTPC","THERMAL","COAL","OIL"]
[121,"FARAKKA STPS",6,"2011-03-07",500,"WEST BENGAL","CENTER","NTPC","THERMAL","COAL","OIL"]
[122,"G.I.P.C.L. GT",0,null,310,"GUJARAT","PVT","GIPCL","THERMAL","GAS","NAPT",699.4,342443.12569271994,0.4896241431122676,1,null,932.13,436054.08346744592,0.46780393664772713,1,null,751.74300000000005,357101.35897345521,0.47503117285223162,1,null,693.29600000000005,339943.19862947543,0.49032909266673314,1,null,680.98099999999999,319583.59275048453,0.46929883910194931,1]
[122,"G.I.P.C.L. GT",1,"1991-02-03",32,"GUJARAT","PVT","GIPCL","THERMAL","GAS","NAPT"]
[122,"G.I.P.C.L. GT",2,"1991-05-27",32,"GUJARAT","PVT","GIPCL","THERMAL","GAS","NAPT"]
[122,"G.I.P.C.L. GT",3,"1991-09-06",32,"GUJARAT","PVT","GIPCL","THERMAL","GAS","NAPT"]
[122,"G.I.P.C.L. GT",4,"1992-02-06",49,"GUJARAT","PVT","GIPCL","THERMAL","GAS","NAPT"]
[122,"G.I.P.C.L. GT",5,"1997-08-26",110.4,"GUJARAT","PVT","GIPCL","THERMAL","GAS","NAPT"]
[122,"G.I.P.C.L. GT",6,"1997-11-18",54.6,"GUJARAT","PVT","GIPCL","THERMAL","GAS","NAPT"]
[123,"GADARWARA",0,null,800,"MADHYA PRADESH","CENTER","NTPC","THERMAL","COAL","OIL",null,null,null,null,null,null,null,null,null,null,null,null,null,null,null,null,null,null,null,null,0,0,0,1]
[123,"GADARWARA",1,"2018-03-29",800,"MADHYA PRADESH","CENTER","NTPC","THERMAL","COAL","OIL",null,null,null,null,null,null,null,null,null,null,null,null,null,null,null,null,null,null,null,null,0,0,0,null,1]
[124,"GAJ",0,null,10.5,"HIMACHAL","STATE","HPSEB","HYDRO",null,null,"-",0,0,null,null,"-",0,0,null,null,"-",0,0,null,null,"-",0,0,null,null,"-",0,0]
[124,"GAJ",1,"1996-07-30",3.5,"HIMACHAL","STATE","HPSEB","HYDRO",null,null,"-",null,null,null,null,"-",null,null,null,null,"-",null,null,null,null,"-",null,null,null,null,"-",null,0]
[124,"GAJ",2,"1996-09-15",3.5,"HIMACHAL","STATE","HPSEB","HYDRO",null,null,"-",null,null,null,null,"-",null,null,null,null,"-",null,null,null,null,"-",null,null,null,null,"-"]
[124,"GAJ",3,"1996-06-23",3.5,"HIMACHAL","STATE","HPSEB","HYDRO",null,null,"-",null,null,null,null,"-",null,null,null,null,"-",null,null,null,null,"-",null,null,null,null,"-"]
[125,"GAMA CCPP  Module - 1",0,null,225,"UTTARAKHAND","PVT","GAMA INFRAPROP ","THERMAL","GAS","n/a",null,null,null,null,null,null,null,null,null,null,477.65710000000001,205392.55299999999,0.43,1,null,546.82299999999998,229508.53010296274,0.41971264943676978,1,null,401.81099999999998,169274.16838454557,0.4212780844340886,1]
[125,"GAMA CCPP  Module - 1",1,"2016-04-25",225,"UTTARAKHAND","PVT","GAMA INFRAPROP ","THERMAL","GAS","n/a",null,null,null,null,null,null,null,null,null,null,477.65710000000001,205392.55299999999,0.43,null,1,546.82299999999998,229508.53010296274,0.41971264943676978,null,1,401.81099999999998,169274.16838454557,0.4212780844340886,null,1]
[126,"GANDHAR GT",0,null,648,"GUJARAT","CENTER","NTPC","THERMAL","GAS","n/a",1562,713341,0.45668437900128045,1,null,923,436062,0.47243986998916576,1,null,2290.8110000000001,1018999.7442309186,0.44482052174139136,1,null,3031,1341286.3001772,0.44252269883774331,1,null,1527.258,759752.11212569382,0.49746153703283519,1]
[126,"GANDHAR GT",1,"1994-03-17",131,"GUJARAT","CENTER","NTPC","THERMAL","GAS","n/a"]
[126,"GANDHAR GT",2,"1994-03-31",131,"GUJARAT","CENTER","NTPC","THERMAL","GAS","n/a"]
[126,"GANDHAR GT",3,"1994-05-20",131,"GUJARAT","CENTER","NTPC","THERMAL","GAS","n/a"]
[126,"GANDHAR GT",4,"1995-03-30",255,"GUJARAT","CENTER","NTPC","THERMAL","GAS","n/a"]
[127,"GANDHARBAL",0,null,15,"JAMMU & KASHMIR","STATE","JKEB","HYDRO",null,null,"-",0,0,null,null,"-",0,0,null,null,"-",0,0,null,null,"-",0,0,null,null,"-",0,0]
[127,"GANDHARBAL",1,"1955-05-31",3,"JAMMU & KASHMIR","STATE","JKEB","HYDRO",null,null,"-",null,null,null,null,"-",null,null,null,null,"-",null,null,null,null,"-",null,null,null,null,"-"]
[127,"GANDHARBAL",2,"1955-01-31",3,"JAMMU & KASHMIR","STATE","JKEB","HYDRO",null,null,"-",null,null,null,null,"-",null,null,null,null,"-",null,null,null,null,"-",null,null,null,null,"-"]
[127,"GANDHARBAL",3,"1963-01-31",4.5,"JAMMU & KASHMIR","STATE","JKEB","HYDRO",null,null,"-",null,null,null,null,"-",null,null,null,null,"-",null,null,null,null,"-",null,null,null,null,"-"]
[127,"GANDHARBAL",4,"1963-01-31",4.5,"JAMMU & KASHMIR","STATE","JKEB","HYDRO",null,null,"-",null,null,null,null,"-",null,null,null,null,"-",null,null,null,null,"-",null,null,null,null,"-"]
[128,"GANDHI NAGAR",0,null,630,"GUJARAT","STATE","GSECL","THERMAL","COAL","OIL",3034.5749999999998,3449256.7206041939,1.1366523221881795,1,null,2441.21,2631149.8377203187,1.077805611856546,1,null,1938.249,2071325.2246437802,1.0686579612030136,1,null,3358.7330000000002,3557460.1283383192,1.0591672896709321,1,null,3326.3690000000001,3511372.1004117825,1.0556171309953231,1]
[128,"GANDHI NAGAR",1,"1977-03-13",0,"GUJARAT","STATE","GSECL","THERMAL","COAL","OIL"]
[128,"GANDHI NAGAR",2,"1977-03-23",0,"GUJARAT","STATE","GSECL","THERMAL","COAL","OIL"]
[128,"GANDHI NAGAR",3,"1990-03-20",210,"GUJARAT","STATE","GSECL","THERMAL","COAL","OIL"]
[128,"GANDHI NAGAR",4,"1991-07-20",210,"GUJARAT","STATE","GSECL","THERMAL","COAL","OIL"]
[128,"GANDHI NAGAR",5,"1998-03-17",210,"GUJARAT","STATE","GSECL","THERMAL","COAL","OIL"]
[129,"GANDHI SAGAR",0,null,115,"MADHYA PRADESH","STATE","MPGPCL","HYDRO",null,null,270.78924999999998,0,0,null,null,381.13475,0,0,null,null,349.245,0,0,null,null,349.62309999999997,0,0,null,null,248.63060000000002,0,0]
[129,"GANDHI SAGAR",1,"1960-11-19",23,"MADHYA PRADESH","STATE","MPGPCL","HYDRO"]
[129,"GANDHI SAGAR",2,"1960-11-19",23,"MADHYA PRADESH","STATE","MPGPCL","HYDRO"]
[129,"GANDHI SAGAR",3,"1960-11-19",23,"MADHYA PRADESH","STATE","MPGPCL","HYDRO"]
[129,"GANDHI SAGAR",4,"1963-08-15",23,"MADHYA PRADESH","STATE","MPGPCL","HYDRO"]
[129,"GANDHI SAGAR",5,"1966-11-09",23,"MADHYA PRADESH","STATE","MPGPCL","HYDRO"]
[130,"GANGUWAL",0,null,77.650000000000006,"PUNJAB","CENTER","BBMB","HYDRO",null,null,420.77555000000001,0,0,null,null,419.82035000000002,0,0,null,null,414.45730000000003,0,0,null,null,491.61954999999995,0,0,null,null,596.37315000000001,0,0]
[130,"GANGUWAL",1,"1962-01-23",29.25,"PUNJAB","CENTER","BBMB","HYDRO"]
[130,"GANGUWAL",2,"1955-01-02",24.2,"PUNJAB","CENTER","BBMB","HYDRO"]
[130,"GANGUWAL",3,"1955-01-02",24.2,"PUNJAB","CENTER","BBMB","HYDRO"]
[131,"GAUTAMI CCCP",0,null,468.57,"ANDHRA PRADESH","PVT","GAUTAMI POWER LTD","THERMAL","GAS","n/a",0,0,0,1,null,100.65,39558.680615553058,0.39303209752163992,1,null,0,0,0,1,null,0,0,0,1,null,0,0,0,1]
[131,"GAUTAMI CCCP",1,"2009-05-03",152.26,"ANDHRA PRADESH","PVT","GAUTAMI POWER LTD","THERMAL","GAS","n/a",null,null,null,null,"CDM#4828",null,null,null,null,"CDM#4828",null,null,null,null,"CDM#4828",null,null,null,null,"CDM#4828",null,null,null,null,"CDM#4828"]
[131,"GAUTAMI CCCP",2,"2009-05-03",152.26,"ANDHRA PRADESH","PVT","GAUTAMI POWER LTD","THERMAL","GAS","n/a",null,null,null,null,"CDM#4828",null,null,null,null,"CDM#4828",null,null,null,null,"CDM#4828",null,null,null,null,"CDM#4828",null,null,null,null,"CDM#4828"]
[131,"GAUTAMI CCCP",3,"2009-05-03",164.05,"ANDHRA PRADESH","PVT","GAUTAMI POWER LTD","THERMAL","GAS","n/a",null,null,null,null,"CDM#4828",null,null,null,null,"CDM#4828",null,null,null,null,"CDM#4828",null,null,null,null,"CDM#4828",null,null,null,null,"CDM#4828"]
[132,"GEPL",0,null,120,"MAHARASHTRA","PVT","Gupta Energy Pvt limited","THERMAL","COAL","OIL",0,0,0,1,null,0,0,0,1,null,0,0,0,1,null,0,0,0,1,null,0,0,0,1]
[132,"GEPL",1,"2012-09-08",60,"MAHARASHTRA","PVT","Gupta Energy Pvt limited","THERMAL","COAL","OIL",0,0,0,null,1,null,0,0,null,1,null,0,0]
[132,"GEPL",2,"2012-04-28",60,"MAHARASHTRA","PVT","Gupta Energy Pvt limited","THERMAL","COAL","OIL",0,0,0,null,1,null,0,0,null,null,null,0,0]
[133,"GHANVI",0,null,22.5,"HIMACHAL","STATE","HPSEB","HYDRO",null,null,"-",0,0,null,null,"-",0,0,null,null,"-",0,0,null,null,"-",0,0,null,null,"-",0,0]
[133,"GHANVI",1,"2000-12-07",11.25,"HIMACHAL","STATE","HPSEB","HYDRO",null,null,"-",null,null,null,null,"-",null,null,null,null,"-",null,null,null,null,"-",null,null,null,null,"-"]
[133,"GHANVI",2,"2000-07-30",11.25,"HIMACHAL","STATE","HPSEB","HYDRO",null,null,"-",null,null,null,null,"-",null,null,null,null,"-",null,null,null,null,"-",null,null,null,null,"-"]
[134,"GHAT PRABHA",0,null,32,"KARNATAKA","STATE","KPCL","HYDRO",null,null,65.709800000000001,0,0,null,null,31.7803,0,0,null,null,48.496300000000005,0,0,null,null,48.128149999999998,0,0,null,null,80.266649999999998,0,0]
[134,"GHAT PRABHA",1,"1992-10-08",16,"KARNATAKA","STATE","KPCL","HYDRO"]
[134,"GHAT PRABHA",2,"1992-12-16",16,"KARNATAKA","STATE","KPCL","HYDRO"]
[135,"GHATGHAR PSS",0,null,250,"MAHARASHTRA","CENTER","MID","HYDRO",null,null,318.64875000000001,0,0,null,null,300.35070000000002,0,0,null,null,381.95065,0,0,null,null,152.06585000000001,0,0,null,null,192.01509999999999,0,0]
[135,"GHATGHAR PSS",1,"2008-05-13",125,"MAHARASHTRA","CENTER","MID","HYDRO"]
[135,"GHATGHAR PSS",2,"2008-07-01",125,"MAHARASHTRA","CENTER","MID","HYDRO"]
[136,"GHTP (LEH.MOH.)",0,null,920,"PUNJAB","STATE","PSEB","THERMAL","COAL","OIL",4117.3389999999999,4139253.3169179303,1.0053224465893944,1,null,2853.46,3174975.8036307869,1.112675770338742,1,null,2493.69,2702389.264635561,1.0836909417913057,1,null,2685.88,2953552.8481756183,1.0996592730038639,1,null,2245.1,2690898.898333475,1.1985652747465481,1]
[136,"GHTP (LEH.MOH.)",1,"1997-12-29",210,"PUNJAB","STATE","PSEB","THERMAL","COAL","OIL"]
[136,"GHTP (LEH.MOH.)",2,"1998-10-16",210,"PUNJAB","STATE","PSEB","THERMAL","COAL","OIL"]
[136,"GHTP (LEH.MOH.)",3,"2008-01-03",250,"PUNJAB","STATE","PSEB","THERMAL","COAL","OIL"]
[136,"GHTP (LEH.MOH.)",4,"2008-07-31",250,"PUNJAB","STATE","PSEB","THERMAL","COAL","OIL"]
[137,"GIRAL",0,null,0,"RAJASTHAN","STATE","RRVUNL","THERMAL","LIGN","OIL",279.25,562454.16233813914,2.0141599367525127,1,null,198.14699999999999,427479.20878524764,2.1573842086190944,1,null,0,0,0,1,null,0,0,0,1,null,0,0,0,1]
[137,"GIRAL",1,"2007-02-28",0,"RAJASTHAN","STATE","RRVUNL","THERMAL","LIGN","OIL"]
[137,"GIRAL",2,"2008-12-26",0,"RAJASTHAN","STATE","RRVUNL","THERMAL","LIGN","OIL"]
[138,"GIRI BATA",0,null,60,"HIMACHAL","STATE","HPSEB","HYDRO",null,null,198.82089999999999,0,0,null,null,188.1147,0,0,null,null,139.89699999999999,0,0,null,null,169.09029999999998,0,0,null,null,213.37774999999999,0,0]
[138,"GIRI BATA",1,"1978-04-16",30,"HIMACHAL","STATE","HPSEB","HYDRO"]
[138,"GIRI BATA",2,"1978-06-30",30,"HIMACHAL","STATE","HPSEB","HYDRO"]
[139,"GNDTP(BHATINDA)",0,null,0,"PUNJAB","STATE","PSEB","THERMAL","COAL","OIL",1286.1199999999999,1509473.0676840381,1.1736642519236451,1,null,814.86599999999999,996468.8786186002,1.2228622603208383,1,null,620.678,749121.6299972313,1.2069408453291905,1,null,263.84699999999998,287522.52113641787,1.0897320080820243,1,null,0,0,0,1]
[139,"GNDTP(BHATINDA)",1,"1974-09-22",110,"PUNJAB","STATE","PSEB","THERMAL","COAL","OIL"]
[139,"GNDTP(BHATINDA)",2,"1975-09-19",110,"PUNJAB","STATE","PSEB","THERMAL","COAL","OIL"]
[139,"GNDTP(BHATINDA)",3,"1978-03-29",110,"PUNJAB","STATE","PSEB","THERMAL","COAL","OIL"]
[139,"GNDTP(BHATINDA)",4,"1979-01-31",110,"PUNJAB","STATE","PSEB","THERMAL","COAL","OIL"]
[140,"GODAVARI GT",0,null,205.24,"ANDHRA PRADESH","PVT","SPECT IND","THERMAL","GAS","NAPT",525.09900000000005,224222.68580503965,0.42701030816101276,1,null,535.41099999999994,258306.58418278652,0.48244541890769249,1,null,933.37,414222.74387600826,0.44379264801312263,1,null,553.61500000000001,247867.23014913479,0.44772491740493808,1,null,1110.42,495920.70722966816,0.44660642570348885,1]
[140,"GODAVARI GT",1,"1997-07-11",45.798999999999999,"ANDHRA PRADESH","PVT","SPECT IND","THERMAL","GAS","NAPT"]
[140,"GODAVARI GT",2,"1997-02-11",45.798999999999999,"ANDHRA PRADESH","PVT","SPECT IND","THERMAL","GAS","NAPT"]
[140,"GODAVARI GT",3,"1997-03-09",45.798999999999999,"ANDHRA PRADESH","PVT","SPECT IND","THERMAL","GAS","NAPT"]
[140,"GODAVARI GT",4,"1998-04-19",67.849000000000004,"ANDHRA PRADESH","PVT","SPECT IND","THERMAL","GAS","NAPT"]
[141,"GUMTI",0,null,15,"TELANGANA","STATE","TRIPURA","HYDRO",null,null,"-",0,0,null,null,"-",0,0,null,null,"-",0,0,null,null,"-",0,0,null,null,"-",0,0]
[141,"GUMTI",1,"1976-06-10",5,"TSECL","STATE","TRIPURA","HYDRO",null,null,"-",null,null,null,null,"-",null,null,null,null,"-",null,null,null,null,"-",null,null,null,null,"-"]
[141,"GUMTI",2,"1977-01-18",5,"TSECL","STATE","TRIPURA","HYDRO",null,null,"-",null,null,null,null,"-",null,null,null,null,"-",null,null,null,null,"-",null,null,null,null,"-"]
[141,"GUMTI",3,"1984-01-06",5,"TSECL","STATE","TRIPURA","HYDRO",null,null,"-",null,null,null,null,"-",null,null,null,null,"-",null,null,null,null,"-",null,null,null,null,"-"]
[142," GOINDWAL SAHIB TPP",0,null,540,"PUNJAB","PVT","GVK POWER  LTD.","THERMAL","COAL","OIL",null,null,null,null,null,117.654,152705.29061117009,1.2979183930097582,1,null,197.87200000000001,200209.65282637236,1.0118139647164448,1,null,1391.922,1395250.1161466439,1.0023910220160639,1,null,2211.67,2196594.6533843051,0.99318372695036106,1]
[142," GOINDWAL SAHIB TPP",1,"2016-02-14",270,"PUNJAB","PVT","GVK POWER  LTD.","THERMAL","COAL","OIL",null,null,null,null,null,78.230099999999993,105218.09155400365,1.3449821942449731,null,1,77.094200000000001,75716.786922342682,0.98213337608202278,null,1,1013.11,1006824.1123342096,0.99379545393314606,null,1,905.61,898273.02690004557,0.9918983082121946,null,1]
[142," GOINDWAL SAHIB TPP",2,"2016-03-15",270,"PUNJAB","PVT","GVK POWER  LTD.","THERMAL","COAL","OIL",null,null,null,null,null,39.424199999999999,47487.199057166443,1.2045190278348437,null,1,120.77800000000001,124492.86591590097,1.0307578028771875,null,1,378.81200000000001,388426.00381243421,1.0253793539075693,null,1,1306.06,1298321.6264842593,0.99407502448911944,null,1]
[143,"GREL CCPP (RAJAMUNDRY)",0,null,768,"ANDHRA PRADESH","PVT","GMR RAJAMUNDRY ENERGY LTD","THERMAL","GAS","n/a",null,null,null,null,null,566.89,204223.32148412001,0.36025211502076238,1,null,626.68461957362013,269474.38641665666,0.43,1,null,0,0,0,1,null,0,0,0,1]
[143,"GREL CCPP (RAJAMUNDRY)",1,"2015-09-12",384,"ANDHRA PRADESH","PVT","GMR RAJAMUNDRY ENERGY LTD","THERMAL","GAS","n/a",null,null,null,null,null,300.64614775725596,108308.41060239609,0.36025211502076238,null,1,313.34230978681006,134737.19320832833,0.43,null,"CDM#6943",null,0,0,null,"CDM#6943",0,0,0,null,"CDM#6943"]
[143,"GREL CCPP (RAJAMUNDRY)",2,"2015-10-05",384,"ANDHRA PRADESH","PVT","GMR RAJAMUNDRY ENERGY LTD","THERMAL","GAS","n/a",null,null,null,null,null,266.24385224274408,95914.910881723903,0.36025211502076238,null,1,313.34230978681006,134737.19320832833,0.43,null,"CDM#6943",null,0,0,null,"CDM#6943",0,0,0,null,"CDM#6943"]
[144,"H_GANJ B",0,null,605,"UTTAR PRADESH","STATE","UPRVUNL","THERMAL","COAL","OIL",3274.84,3665795.9536485393,1.1193816960976839,1,null,3454.8405290000001,3579590.1738219024,1.0361086550232208,1,null,3518.31,3886802.3981532096,1.1047356253863956,1,null,3523.22,3624271.6186590842,1.0286816090562281,1,null,2869.5194999999999,2903509.5220319694,1.0118451963933228,1]
[144,"H_GANJ B",1,"1968-02-29",0,"UTTAR PRADESH","STATE","UPRVUNL","THERMAL","COAL","OIL"]
[144,"H_GANJ B",2,"1992-07-01",0,"UTTAR PRADESH","STATE","UPRVUNL","THERMAL","COAL","OIL"]
[144,"H_GANJ B",3,"1972-01-22",0,"UTTAR PRADESH","STATE","UPRVUNL","THERMAL","COAL","OIL"]
[144,"H_GANJ B",4,"1972-09-18",0,"UTTAR PRADESH","STATE","UPRVUNL","THERMAL","COAL","OIL"]
[144,"H_GANJ B",5,"1977-03-21",0,"UTTAR PRADESH","STATE","UPRVUNL","THERMAL","COAL","OIL",null,null,null,null,null,0]
[144,"H_GANJ B",6,"1981-08-26",0,"UTTAR PRADESH","STATE","UPRVUNL","THERMAL","COAL","OIL"]
[144,"H_GANJ B",7,"1978-03-31",105,"UTTAR PRADESH","STATE","UPRVUNL","THERMAL","COAL","OIL",null,null,null,null,null,380.50052899999997,543013.88883981493,1.427104162685185]
[144,"H_GANJ B",8,"2011-09-27",250,"UTTAR PRADESH","STATE","UPRVUNL","THERMAL","COAL","OIL",1475.1010000000001,1624632.8835404874,1.1013706068536915,null,null,1520.556,1494863.562414634,0.98310326118514146]
[144,"H_GANJ B",9,"2012-05-25",250,"UTTAR PRADESH","STATE","UPRVUNL","THERMAL","COAL","OIL",1698.4572000000001,1857822.5093243571,1.0938294525904786,null,1,1553.7840000000001,1541712.7229213498,0.99223104557734521]
[145,"HALDIA ",0,null,600,"WEST BENGAL","PVT","Haldia Energy Ltd.","THERMAL","COAL","OIL",337.23200000000003,351386.01974546257,1.0419711644964373,1,null,3331,3345142.0292176753,1.0042455806717727,1,null,3703.8,3660452.3666496524,0.98829644328788058,1,null,4175.29,4149498.3599381447,0.99382279073744451,1,null,4265.28,4189321.3441449204,0.98219140223969359,1]
[145,"HALDIA ",1,"2015-01-14",300,"WEST BENGAL","PVT","Haldia Energy Ltd.","THERMAL","COAL","OIL",256.69571971959357,265283.63476145134,1.0334556222878937,null,1,1870.3882059655518,1830150.2466215598,0.97848684074479619,null,1,1853.4344141024244,1832033.552001049,0.98845340199872178,null,1,2056.7770613800567,2045886.100136528,0.99470484115754332,null,1,2208.661791137924,2160489.1637531077,0.9781892240912099,null,1]
[145,"HALDIA ",2,"2015-02-16",300,"WEST BENGAL","PVT","Haldia Energy Ltd.","THERMAL","COAL","OIL",80.537166024484364,86102.392904297987,1.0691013497808168,null,1,1460.6117940344477,1514991.7825961157,1.0372309663551749,null,1,1850.3655858975756,1828418.8145013021,0.98813922418167566,null,1,2118.5129386199428,2103612.2598016164,0.9929664442700864,null,1,2056.6182088620762,2028832.1803918122,0.98648945713378755,null,1]
[146,"HAMPI",0,null,36,"KARNATAKA","STATE","KPCL","HYDRO",null,null,2.0397499999999997,0,0,null,null,8.3779000000000003,0,0,null,null,9.9500000000000005E-2,0,0,null,null,36.078699999999998,0,0,null,null,19.113949999999999,0,0]
[146,"HAMPI",1,"1958-02-28",9,"KARNATAKA","STATE","KPCL","HYDRO",null,null,null,0,0,null,null,null,0,0]
[146,"HAMPI",2,"1958-03-30",9,"KARNATAKA","STATE","KPCL","HYDRO"]
[146,"HAMPI",3,"1964-04-14",9,"KARNATAKA","STATE","KPCL","HYDRO"]
[146,"HAMPI",4,"1964-06-09",9,"KARNATAKA","STATE","KPCL","HYDRO"]
[147,"HASDEOBANGO",0,null,120,"CHATTISGARH","STATE","CSEB","HYDRO",null,null,256.88909999999998,0,0,null,null,321.68350000000004,0,0,null,null,152.99119999999999,0,0,null,null,177.17965000000001,0,0,null,null,241.86460000000002,0,0]
[147,"HASDEOBANGO",1,"1994-03-21",40,"CHATTISGARH","STATE","CSEB","HYDRO"]
[147,"HASDEOBANGO",2,"1994-11-10",40,"CHATTISGARH","STATE","CSEB","HYDRO"]
[147,"HASDEOBANGO",3,"1995-01-06",40,"CHATTISGARH","STATE","CSEB","HYDRO"]
[148,"HAZIRA CCCP ",0,null,156.1,"GUJARAT","STATE","GSEGL","THERMAL","GAS","n/a",206.547,95121.054202229439,0.46052982712036217,1,null,136.06440000000001,64586.988640246309,0.47467955350735608,1,null,23.374549999999999,10688.764953913393,0.45728217030545587,1,null,1.8779999999999999,1330.17876185454,0.70829540034853045,1,null,23.495999999999999,11332.735243997051,0.48232615100430082,1]
[148,"HAZIRA CCCP",1,"2001-09-30",52,"GUJARAT","STATE","GSEGL","THERMAL","GAS","n/a",null,null,null,null,"CDM#4419",null,null,null,null,"CDM#4419",null,null,null,null,"CDM#4419",null,null,null,null,"CDM#4419",null,null,null,null,"CDM#4419"]
[148,"HAZIRA CCCP",2,"2001-10-16",52,"GUJARAT","STATE","GSEGL","THERMAL","GAS","n/a",null,null,null,null,"CDM#4419",null,null,null,null,"CDM#4419",null,null,null,null,"CDM#4419",null,null,null,null,"CDM#4419",null,null,null,null,"CDM#4419"]
[148,"HAZIRA CCCP",3,"2002-03-31",52.1,"GUJARAT","STATE","GSEGL","THERMAL","GAS","n/a",null,null,null,null,"CDM#4419",null,null,null,null,"CDM#4419",null,null,null,null,"CDM#4419",null,null,null,null,"CDM#4419",null,null,null,null,"CDM#4419"]
[149,"HAZIRA-GSECL",0,null,351.43,"GUJARAT","STATE","GSEGL","THERMAL","GAS","n/a",0,0,0,1,null,0,0,0,1,null,222.81729999999999,90249.331567911519,0.40503736275375174,1,null,185.63900000000001,76332.827182600871,0.41118960553871153,1,null,340.82100000000003,135779.83063417891,0.39839044728516998,1]
[149,"HAZIRA-GSECL",1,"2012-02-18",351.43,"GUJARAT","STATE","GSEGL","THERMAL","GAS","n/a",null,null,null,null,"CDM#9396",null,null,null,null,null,null,null,null,null,"CDM#9396",null,null,null,null,"CDM#9396",340.82100000000003,135779.83063417891,0.39839044728516998,null,"CDM#9396"]
[150,"HIRAKUD I&II",0,null,347.5,"ORISSA","STATE","OHPC","HYDRO",null,null,882.66449999999998,0,0,null,null,680.4606,0,0,null,null,713.38515000000007,0,0,null,null,858.73474999999996,0,0,null,null,545.83710000000008,0,0]
[150,"HIRAKUD-I",1,"1958-11-01",49.5,"ORISSA","STATE","OHPC","HYDRO"]
[150,"HIRAKUD-I",2,"1957-11-11",49.5,"ORISSA","STATE","OHPC","HYDRO"]
[150,"HIRAKUD-I",3,"1956-12-18",24,"ORISSA","STATE","OHPC","HYDRO"]
[150,"HIRAKUD-I",4,"1957-05-13",24,"ORISSA","STATE","OHPC","HYDRO"]
[150,"HIRAKUD-I",5,"1962-04-19",37.5,"ORISSA","STATE","OHPC","HYDRO"]
[150,"HIRAKUD-I",6,"1963-08-05",37.5,"ORISSA","STATE","OHPC","HYDRO"]
[150,"HIRAKUD-I",7,"1990-09-13",37.5,"ORISSA","STATE","OHPC","HYDRO"]
[150,"HIRAKUD-II",8,"1962-07-15",24,"ORISSA","STATE","OHPC","HYDRO"]
[150,"HIRAKUD-II",9,"1962-11-26",24,"ORISSA","STATE","OHPC","HYDRO"]
[150,"HIRAKUD-II",10,"1964-02-01",24,"ORISSA","STATE","OHPC","HYDRO"]
[151,"I.B.VALLEY",0,null,420,"ORISSA","STATE","OPGC","THERMAL","COAL","OIL",2498.5459999999998,2572336.5139908083,1.0295333822114177,1,null,2772.82,2868319.4462495055,1.0344412714310722,1,null,2885.6729999999998,2969532.4561760328,1.0290606233540782,1,null,2527.0169999999998,2659108.9483345696,1.052271887499993,1,null,2738.9845,2967272.1548185144,1.0833475526489889,1]
[151,"I.B.VALLEY",1,"1994-05-22",210,"ORISSA","STATE","OPGC","THERMAL","COAL","OIL"]
[151,"I.B.VALLEY",2,"1995-10-22",210,"ORISSA","STATE","OPGC","THERMAL","COAL","OIL"]
[152,"I.P.GT",0,null,270,"DELHI","STATE","IPGPCL","THERMAL","GAS","DISL",904.38800000000003,484775.10132770636,0.5360255789856857,1,null,445.88200000000001,244170.57833575449,0.54761254846742968,1,null,673.16200000000003,355318.012745441,0.52783432924829543,1,null,562.50900000000001,297437.32863051986,0.52876901281671906,1,null,577.005,316015.27460666554,0.54768203846875774,1]
[152,"I.P.GT",1,"1986-05-28",30,"DELHI","STATE","IPGPCL","THERMAL","GAS","DISL"]
[152,"I.P.GT",2,"1986-06-24",30,"DELHI","STATE","IPGPCL","THERMAL","GAS","DISL"]
[152,"I.P.GT",3,"1986-07-31",30,"DELHI","STATE","IPGPCL","THERMAL","GAS","DISL"]
[152,"I.P.GT",4,"1986-09-10",30,"DELHI","STATE","IPGPCL","THERMAL","GAS","DISL"]
[152,"I.P.GT",5,"1986-11-15",30,"DELHI","STATE","IPGPCL","THERMAL","GAS","DISL"]
[152,"I.P.GT",6,"1986-05-14",30,"DELHI","STATE","IPGPCL","THERMAL","GAS","DISL"]
[152,"I.P.(WHP 1)",7,"1995-03-29",30,"DELHI","STATE","IPGPCL","THERMAL","GAS","DISL"]
[152,"I.P.(WHP 2)",8,"1995-10-31",30,"DELHI","STATE","IPGPCL","THERMAL","GAS","DISL"]
[152,"I.P.(WHP 3)",9,"1996-03-26",30,"DELHI","STATE","IPGPCL","THERMAL","GAS","DISL"]
[153,"I.P.STATION",0,null,0,"DELHI","STATE","IPGPCL","THERMAL","COAL","OIL",0,0,0,1,null,0,0,0,1,null,0,0,0,1,null,0,0,0,1,null,0,0,0,1]
[153,"I.P.STATION",1,"1967-12-31",0,"DELHI","STATE","IPGPCL","THERMAL","COAL","OIL"]
[153,"I.P.STATION",2,"1968-02-29",0,"DELHI","STATE","IPGPCL","THERMAL","COAL","OIL"]
[153,"I.P.STATION",3,"1968-03-31",0,"DELHI","STATE","IPGPCL","THERMAL","COAL","OIL"]
[153,"I.P.STATION",4,"1971-12-31",0,"DELHI","STATE","IPGPCL","THERMAL","COAL","OIL"]
[154,"IDAMALAYAR",0,null,75,"KERALA","STATE","KSEB","HYDRO",null,null,370.79670000000004,0,0,null,null,271.63499999999999,0,0,null,null,170.8614,0,0,null,null,254.9787,0,0,null,null,343.77249999999998,0,0]
[154,"IDAMALAYAR",1,"1987-02-03",37.5,"KERALA","STATE","KSEB","HYDRO"]
[154,"IDAMALAYAR",2,"1987-02-28",37.5,"KERALA","STATE","KSEB","HYDRO"]
[155,"IDUKKI",0,null,780,"KERALA","STATE","KSEB","HYDRO",null,null,2481.7289999999998,0,0,null,null,2360.538,0,0,null,null,1373.1596999999999,0,0,null,null,1603.0047,0,0,null,null,2905.8278499999997,0,0]
[155,"IDUKKI",1,"1976-02-12",130,"KERALA","STATE","KSEB","HYDRO"]
[155,"IDUKKI",2,"1976-06-07",130,"KERALA","STATE","KSEB","HYDRO"]
[155,"IDUKKI",3,"1976-12-22",130,"KERALA","STATE","KSEB","HYDRO"]
[155,"IDUKKI",4,"1985-10-30",130,"KERALA","STATE","KSEB","HYDRO"]
[155,"IDUKKI",5,"1986-03-16",130,"KERALA","STATE","KSEB","HYDRO"]
[155,"IDUKKI",6,"1986-08-30",130,"KERALA","STATE","KSEB","HYDRO"]
[156,"IEPL ,BELA TPP",0,null,270,"MAHARASHTRA","PVT","IEPL","THERMAL","COAL","OIL",0,0,0,1,null,0,0,0,1,null,0,0,0,1,null,72.825000000000003,95880.027920025692,1.3165812278753957,1,null,135.49100000000001,152880.10157256984,1.1283413774536302,1]
[156,"IEPL ,BELA TPP",1,"2013-03-20",270,"MAHARASHTRA","PVT","IEPL","THERMAL","COAL","OIL",0,0,0,null,1,0,0,0,null,1,null,0,0,null,null,null,null,null,null,null,135.49100000000001,152880.10157256984,1.1283413774536302]
[157,"INDIA POWER TPP(HALDIA, HIRANMAYE )",0,null,300,"WEST BENGAL","PVT","HIRANMAYE ENERGY LTD ","THERMAL","COAL","OIL",null,null,null,null,null,null,null,null,null,null,null,null,null,null,null,25.281599999999997,26292.863999999998,1.04,1,null,72.75,75419.368248950996,1.0366923470646183,1]
[157,"INDIA POWER TPP (HALDIA, HIRANMAYE )",1,"2017-06-07",150,"WEST BENGAL","PVT","HIRANMAYE ENERGY LTD ","THERMAL","COAL","OIL",null,null,null,null,null,null,null,null,null,null,null,null,null,null,null,19.402158139534887,20178.244465116284,1.04,null,1,72.75,75419.368248950996,1.0366923470646183,null,1]
[157,"INDIA POWER TPP (HALDIA, HIRANMAYE )",2,"2017-12-31",150,"WEST BENGAL","PVT","HIRANMAYE ENERGY LTD ","THERMAL","COAL","OIL",null,null,null,null,null,null,null,null,null,null,null,null,null,null,null,5.879441860465116,6114.6195348837209,1.04,null,1,0,0,0,null,1]
[158,"INDIRA SAGAR",0,null,1000,"MADHYA PRADESH","CENTER","NHDC","HYDRO",null,null,2529.1905000000002,0,0,null,null,1964.3389500000001,0,0,null,null,3304.1860499999998,0,0,null,null,877.35119999999995,0,0,null,null,1302.24605,0,0]
[158,"INDIRA SAGAR",1,"2004-01-01",125,"MADHYA PRADESH","CENTER","NHDC","HYDRO"]
[158,"INDIRA SAGAR",2,"2004-01-18",125,"MADHYA PRADESH","CENTER","NHDC","HYDRO"]
[158,"INDIRA SAGAR",3,"2004-02-27",125,"MADHYA PRADESH","CENTER","NHDC","HYDRO"]
[158,"INDIRA SAGAR",4,"2004-03-28",125,"MADHYA PRADESH","CENTER","NHDC","HYDRO"]
[158,"INDIRA SAGAR",5,"2004-07-23",125,"MADHYA PRADESH","CENTER","NHDC","HYDRO"]
[158,"INDIRA SAGAR",6,"2004-12-29",125,"MADHYA PRADESH","CENTER","NHDC","HYDRO"]
[158,"INDIRA SAGAR",7,"2004-10-27",125,"MADHYA PRADESH","CENTER","NHDC","HYDRO"]
[158,"INDIRA SAGAR",8,"2005-03-23",125,"MADHYA PRADESH","CENTER","NHDC","HYDRO"]
[159,"ITPCL TPP",0,null,1200,"TAMIL NADU","PVT","IL&FS TN PC LTD","THERMAL","COAL","OIL",null,null,null,null,null,1057.8403000000001,1026105.0910000001,0.97,1,null,4652.2794999999996,4512711.1149999993,0.97,1,null,5288.2,4894766.0327341529,0.92560153412014545,1,null,5109.03,4720777.4853272587,0.92400660895067332,1]
[159,"ITPCL TPP",1,"2015-09-19",600,"TAMIL NADU","PVT","IL&FS TN PC LTD","THERMAL","COAL","OIL",null,null,null,null,null,1057.8403000000001,1026105.0910000001,0.97,null,1,2384.9466537921348,2313398.2541783708,0.97,null,1,2964.6,2758971.5278497254,0.93063871276048227,null,1,2027.06,1886905.2549969484,0.93085811717312184,null,1]
[159,"ITPCL TPP",2,"2016-04-18",600,"TAMIL NADU","PVT","IL&FS TN PC LTD","THERMAL","COAL","OIL",null,null,null,null,null,null,null,null,null,null,2267.3328462078648,2199312.8608216289,0.97,null,1,2323.6,2135794.5048844283,0.91917477400775882,null,1,3081.97,2833872.2304895571,0.91950026460009593,null,1]
[160,"IND BARATH TPP",0,null,350,"ORISSA","PVT","IND BARATH","THERMAL","COAL","OIL",null,null,null,null,null,19.637799999999999,19441.421999999999,0.99,1,null,0,0,0,1,null,0,0,0,1,null,0,0,0,1]
[160,"IND BARATH TPP",1,"2016-02-25",350,"ORISSA","PVT","IND BARATH","THERMAL","COAL","OIL",null,null,null,null,null,19.637799999999999,19441.421999999999,0.99,null,1,null,0,0,null,1,0,0,0,null,1,0,0,0,null,1]
[161,"INDRA GANDHI STPP",0,null,1500,"HARYANA","CENTER","APCPL","THERMAL","COAL","OIL",6587.527,6297184.0613863533,0.95592535125645073,1,null,5418.7669999999998,5158465.2855319893,0.95196292542786753,1,null,5109.4970000000003,4986899.2758650575,0.9760059113186792,1,null,7290.5680000000002,7453156.206377415,1.0223011713733985,1,null,6966.6040000000003,7040734.9555328637,1.0106409027314978,1]
[161,"INDRA GANDHI STPP",1,"2010-10-31",500,"HARYANA","CENTER","APCPL","THERMAL","COAL","OIL",2783.5709999999999,2660886.0859222696,0.95592535125645073,null,null,1273.752,1199893.5908460056,0.94201507895257919,null,null,1774.3050000000001,1718558.7947821023,0.96858138526471049,null,null,null,0,0]
[161,"INDRA GANDHI STPP",2,"2011-11-05",500,"HARYANA","CENTER","APCPL","THERMAL","COAL","OIL",1989.8109999999999,1902110.7791089495,0.95592535125645073,null,null,1894.2539999999999,1807574.2975724163,0.95424071828404022,null,null,1635.1669999999999,1598774.7440528574,0.97774401272338385,null,null,null,0,0]
[161,"INDRA GANDHI STPP",3,"2012-07-11",500,"HARYANA","CENTER","APCPL","THERMAL","COAL","OIL",1814.144,1734186.2404297825,0.95592535125645073,null,1,2250.761,2150997.3971135672,0.9556756124322251,null,1,1700.0250000000001,1669565.7370300987,0.98208304997285256,null,null,null,0,0]
[162,"J.SAGAR",0,null,99,"RAJASTHAN","STATE","RRVUNL","HYDRO",null,null,294.68915000000004,0,0,null,null,347.60325,0,0,null,null,306.01224999999999,0,0,null,null,259.79450000000003,0,0,null,null,245.76499999999999,0,0]
[162,"J.SAGAR",1,"1973-01-10",33,"RAJASTHAN","STATE","RRVUNL","HYDRO"]
[162,"J.SAGAR",2,"1973-02-10",33,"RAJASTHAN","STATE","RRVUNL","HYDRO"]
[162,"J.SAGAR",3,"1973-05-18",33,"RAJASTHAN","STATE","RRVUNL","HYDRO"]
[163,"JALDHAKA I&II",0,null,36,"WEST BENGAL","STATE","WBSEB","HYDRO",null,null,108.8729,0,0,null,null,172.50315000000001,0,0,null,null,204.43270000000001,0,0,null,null,144.45410000000001,0,0,null,null,196.0548,0,0]
[163,"JALDHAKA -I",1,"1967-03-31",9,"WEST BENGAL","STATE","WBSEB","HYDRO"]
[163,"JALDHAKA -I",2,"1967-03-03",9,"WEST BENGAL","STATE","WBSEB","HYDRO"]
[163,"JALDHAKA -I",3,"1972-11-26",9,"WEST BENGAL","STATE","WBSEB","HYDRO"]
[163,"JALDHAKA -II",4,"1983-08-05",4,"WEST BENGAL","STATE","WBSEB","HYDRO"]
[163,"JALDHAKA -II",5,"1983-08-05",4,"WEST BENGAL","STATE","WBSEB","HYDRO"]
[164,"JALLIPPA KAPURDI TPP",0,null,1080,"RAJASTHAN","PVT","RAJ WEST POWER LTD (jsw)","THERMAL","LIGN","OIL",6555.64,8070805.2969983732,1.2311239325219769,1,null,6396.37,7890431.1839181492,1.2335795433844741,1,null,5826.29,7272195.5654225023,1.2481691720498811,1,null,6140.08,7493507.5844339989,1.2204250733596302,1,null,6016.72,7299686.7344448371,1.2132335781696402,1]
[164,"JALLIPPA KAPURDI TPP",1,"2009-10-16",135,"RAJASTHAN","PVT","RAJ WEST POWER LTD (jsw)","THERMAL","LIGN","OIL",788.98,969085.90923500119,1.2282769008530015,null,null,762.95786196549147,941155.47205619246,1.2335615359302252]
[164,"JALLIPPA KAPURDI TPP",2,"2010-07-08",135,"RAJASTHAN","PVT","RAJ WEST POWER LTD (jsw)","THERMAL","LIGN","OIL",853.8,1049905.4467506639,1.2296854611743546,null,null,743.29386238426525,917393.57313537819,1.2342272949660218]
[164,"JALLIPPA KAPURDI TPP",3,"2011-11-02",135,"RAJASTHAN","PVT","RAJ WEST POWER LTD (jsw)","THERMAL","LIGN","OIL",844.87,1036402.9770339298,1.2267011221062765,null,null,756.935374046839,933759.31387838803,1.2336050684039073]
[164,"JALLIPPA KAPURDI TPP",4,"2011-11-23",135,"RAJASTHAN","PVT","RAJ WEST POWER LTD (jsw)","THERMAL","LIGN","OIL",843.26,1036526.6468404351,1.2291898665185532,null,null,824.98327877718054,1016632.227261313,1.2323064641603418]
[164,"JALLIPPA KAPURDI TPP",5,"2013-02-05",135,"RAJASTHAN","PVT","RAJ WEST POWER LTD (jsw)","THERMAL","LIGN","OIL",809.59,996658.51165174437,1.2310657390181998,null,1,867.14956385122161,1068896.4600770446,1.2326552473022254,null,1]
[164,"JALLIPPA KAPURDI TPP",6,"2013-03-03",135,"RAJASTHAN","PVT","RAJ WEST POWER LTD (jsw)","THERMAL","LIGN","OIL",794.14,980842.19832386833,1.2350998543378602,null,1,817.00946929431075,1009665.34777905,1.2358061757241874]
[164,"JALLIPPA KAPURDI TPP",7,"2013-03-16",135,"RAJASTHAN","PVT","RAJ WEST POWER LTD (jsw)","THERMAL","LIGN","OIL",855.32,1054795.2890453045,1.2332171456826737,null,1,810.49028134113018,999602.40780312568,1.2333305294531958,null,1]
[164,"JALLIPPA KAPURDI TPP",8,"2013-02-28",135,"RAJASTHAN","PVT","RAJ WEST POWER LTD (jsw)","THERMAL","LIGN","OIL",765.68,946588.32168461743,1.236271447190233,null,1,813.55030833956187,1003326.4058780912,1.2332690376897013,null,1]
[165,"JEGURUPADU GT",0,null,445.67399999999998,"ANDHRA PRADESH","PVT","GVK IND","THERMAL","GAS","NAPT",573.44100000000003,265012.98454049812,0.46214516321731108,1,null,666.94100000000003,306711.29487417307,0.45987770263662464,1,null,999.65,463191.21150017547,0.4633533851849902,1,null,1030.99,488735.66850177461,0.47404501353240536,1,null,798.38099999999997,367964.6535433947,0.46088854011229563,1]
[165,"JEGURUPADU GT",1,"1996-07-04",45.793999999999997,"ANDHRA PRADESH","PVT","GVK IND","THERMAL","GAS","NAPT"]
[165,"JEGURUPADU GT",2,"1996-10-26",44.845999999999997,"ANDHRA PRADESH","PVT","GVK IND","THERMAL","GAS","NAPT"]
[165,"JEGURUPADU GT",3,"1996-12-11",49.414999999999999,"ANDHRA PRADESH","PVT","GVK IND","THERMAL","GAS","NAPT"]
[165,"JEGURUPADU GT",4,"1998-04-01",76.769000000000005,"ANDHRA PRADESH","PVT","GVK IND","THERMAL","GAS","NAPT"]
[165,"JEGURUPADU GT",5,"2009-04-14",148.85,"ANDHRA PRADESH","PVT","GVK IND","THERMAL","GAS","NAPT",null,null,null,null,"CDM#5257",null,null,null,null,"CDM#5257",null,null,null,null,"CDM#5257",null,null,null,null,"CDM#5257",null,null,null,null,"CDM#5257"]
[165,"JEGURUPADU WHR",6,"2009-04-14",80,"ANDHRA PRADESH","PVT","GVK IND","THERMAL","GAS","NAPT",null,null,null,null,"CDM#5257",null,null,null,null,"CDM#5257",null,null,null,null,"CDM#5257",null,null,null,null,"CDM#5257",null,null,null,null,"CDM#5257"]
[166,"JOG",0,null,139.19999999999999,"KARNATAKA","STATE","VVNL","HYDRO",null,null,345.15555000000001,0,0,null,null,316.76820000000004,0,0,null,null,286.80874999999997,0,0,null,null,190.52259999999998,0,0,null,null,193.46779999999998,0,0]
[166,"JOG",1,"2001-05-15",13.2,"KARNATAKA","STATE","KEB","HYDRO"]
[166,"JOG",2,"1949-12-15",13.2,"KARNATAKA","STATE","KEB","HYDRO"]
[166,"JOG",3,"1949-12-19",13.2,"KARNATAKA","STATE","KEB","HYDRO"]
[166,"JOG",4,"1950-10-20",13.2,"KARNATAKA","STATE","KEB","HYDRO"]
[166,"JOG",5,"1952-06-15",21.6,"KARNATAKA","STATE","KEB","HYDRO"]
[166,"JOG",6,"1952-07-17",21.6,"KARNATAKA","STATE","KEB","HYDRO"]
[166,"JOG",7,"1952-09-16",21.6,"KARNATAKA","STATE","KEB","HYDRO"]
[166,"JOG",8,"2002-10-30",21.6,"KARNATAKA","STATE","KEB","HYDRO"]
[167,"JOJBERA",0,null,427.5,"JHARKHAND","PVT","TATA PCL","THERMAL","COAL","OIL",2692.7,2942761.2460423433,1.0928663594319246,1,null,2662.5,2889780.6669066399,1.0853636307630572,1,null,1424,1506692.4993429929,1.0580705753813151,1,null,1475.8,1563572.5795405945,1.0594745761895883,1,null,2482.5798970000001,2685933.5332659087,1.0819122222457553,1]
[167,"JOJBERA",1,"1995-12-22",67.5,"JHARKHAND","PVT","TATA PCL","THERMAL","COAL","OIL",393.1,470084.60555674694,1.1958397495719839]
[167,"JOJBERA",2,"2000-10-09",120,"JHARKHAND","PVT","TATA PCL","THERMAL","COAL","OIL",756.5,810680.98180857569,1.071620597235394]
[167,"JOJBERA",3,"2001-08-27",120,"JHARKHAND","PVT","TATA PCL","THERMAL","COAL","OIL",782.3,836151.06689910451,1.0688368489059241]
[167,"JOJBERA",4,"2005-09-23",120,"JHARKHAND","PVT","TATA PCL","THERMAL","COAL","OIL",760.8,825844.79073794826,1.085495255964706]
[168,"JORETHANG LOOP",0,null,96,"SIKKIM","PVT","DANS ENERGY P LTD.","HYDRO",null,null,null,null,null,null,null,74.684700000000007,0,0,null,null,403.60185000000001,0,0,null,null,403.97995000000003,0,0,null,null,407.70125000000002,0,0]
[168,"JORETHANG LOOP",1,"2015-09-23",48,"SIKKIM","PVT","DANS ENERGY P LTD.","HYDRO",null,null,null,null,null,null,null,37.244338582677166,0,0,null,1,201.80092499999998,0,0,null,"CDM#1326",201.98997500000002,0,0,null,"CDM#1326",203.85062500000001,0,0,null,"CDM#1326"]
[168,"JORETHANG LOOP",1,"2015-09-22",48,"SIKKIM","PVT","DANS ENERGY P LTD.","HYDRO",null,null,null,null,null,null,null,37.440361417322841,0,0,null,1,201.80092499999998,0,0,null,"CDM#1326",201.98997500000002,0,0,null,"CDM#1326",203.85062500000001,0,0,null,"CDM#1326"]
[169,"JSW RATNAGIRI TPP",0,null,1200,"MAHARASHTRA","PVT","JSW ENERGY","THERMAL","COAL","OIL",6942.29,6840804.0931160832,0.98538149416346532,1,null,7645.55,6997164.3528044866,0.9151943748722442,1,null,6063.2,5581140.7550663995,0.92049425304565236,1,null,6109.93,5640178.3133244878,0.92311668273196046,1,null,7352.32,6682641.5760224722,0.9089160395660788,1]
[169,"JSW RATNAGIRI TPP",1,"2010-08-24",300,"MAHARASHTRA","PVT","JSW ENERGY","THERMAL","COAL","OIL",2006.3,2006861.0126107747,1.0002796254851092,null,null,1805.2,1614181.37796857,0.89418423330853636]
[169,"JSW RATNAGIRI TPP",2,"2010-12-09",300,"MAHARASHTRA","PVT","JSW ENERGY","THERMAL","COAL","OIL",1393.36,1340224.7698199067,0.96186539718371911,null,null,2295.64,2034284.9058345323,0.88615153326938556]
[169,"JSW RATNAGIRI TPP",3,"2011-05-06",300,"MAHARASHTRA","PVT","JSW ENERGY","THERMAL","COAL","OIL",1746.96,1661718.0769856041,0.95120556680496648,null,null,1831.56,1706285.0772923392,0.93160206452004812]
[169,"JSW RATNAGIRI TPP",4,"2011-10-08",300,"MAHARASHTRA","PVT","JSW ENERGY","THERMAL","COAL","OIL",1795.67,1832000.233699796,1.0202321326857362,null,null,1713.15,1642412.9919449089,0.9587093902722521]
[170,"K_GUDEM",0,null,720,"TELANGANA","STATE","TSGENCO","THERMAL","COAL","OIL",3968.1410000000001,5075375.6225194773,1.2790310683313615,1,null,3972.0680000000002,4908862.0318768341,1.2358454165127168,1,null,3537.52,4474816.0938242283,1.2649585285240024,1,null,3459.6950000000002,4356033.9625855135,1.2590803416444263,1,null,3211.4430000000002,3914209.5674904715,1.2188320227045821,1]
[170,"K_GUDEM",1,"1966-07-04",60,"TELANGANA","STATE","TSGENCO","THERMAL","COAL","OIL"]
[170,"K_GUDEM",2,"1966-11-26",60,"TELANGANA","STATE","TSGENCO","THERMAL","COAL","OIL"]
[170,"K_GUDEM",3,"1967-05-27",60,"TELANGANA","STATE","TSGENCO","THERMAL","COAL","OIL"]
[170,"K_GUDEM",4,"1967-07-08",60,"TELANGANA","STATE","TSGENCO","THERMAL","COAL","OIL"]
[170,"K_GUDEM",5,"1974-08-13",120,"TELANGANA","STATE","TSGENCO","THERMAL","COAL","OIL"]
[170,"K_GUDEM",6,"1974-12-19",120,"TELANGANA","STATE","TSGENCO","THERMAL","COAL","OIL"]
[170,"K_GUDEM",7,"1977-03-10",120,"TELANGANA","STATE","TSGENCO","THERMAL","COAL","OIL"]
[170,"K_GUDEM",8,"1978-01-11",120,"TELANGANA","STATE","TSGENCO","THERMAL","COAL","OIL"]
[171,"K_GUDEM NEW",0,null,1800,"TELANGANA","STATE","TSGENCO","THERMAL","COAL","OIL",6792.3029999999999,6304620.5347431442,0.92820071995362163,1,null,6108.4189999999999,5759035.3596273027,0.94280293470819587,1,null,6062.3394909999997,5761635.0690523591,0.95039795735721178,1,null,6576.7960000000003,6392075.7794657145,0.97191334191690215,1,null,8633.527,8081250.3016676297,0.93603116103854545,1]
[171,"K_GUDEM NEW",1,"1997-03-27",250,"TELANGANA","STATE","TSGENCO","THERMAL","COAL","OIL",1592.3530000000001,1530940.8534381601,0.96143308263818394,null,null,1627.7280000000001,1592738.9901226773,0.97850438778633608]
[171,"K_GUDEM NEW",2,"1998-02-28",250,"TELANGANA","STATE","TSGENCO","THERMAL","COAL","OIL",1538.64,1520861.9707693672,0.98844562130801683,null,null,1613.9649999999999,1564470.5582467839,0.96933363378188742]
[171,"K_GUDEM NEW",3,"2011-06-26",500,"TELANGANA","STATE","TSGENCO","THERMAL","COAL","OIL",3661.31,3252817.7342807767,0.88843002484924161,null,null,2866.7260000000001,2601825.8119052895,0.90759487021267105]
[171,"K_GUDEM NEW",4,"2018-12-31",800,"TELANGANA","STATE","TSGENCO","THERMAL","COAL","OIL",null,null,null,null,null,null,null,null,null,null,null,null,null,null,null,null,null,null,null,null,1592.83,1354492.4833075695,0.85036851597946395,null,1]
[172,"K_KHEDA II",0,null,1340,"MAHARASHTRA","STATE","MAHAGENCO","THERMAL","COAL","OIL",7513.134,8327123.1850397792,1.1083421625435907,1,null,7444.9480000000003,8379173.9777586311,1.1254845537885061,1,null,7062.0709999999999,7299670.6532479208,1.0336444724568643,1,null,5630.6009999999997,5872070.1467183465,1.0428851461359714,1,null,6813,7143949.6021003835,1.0485761928813127,1]
[172,"K_KHEDA II",1,"1989-03-26",210,"MAHARASHTRA","STATE","MAHAGENCO","THERMAL","COAL","OIL"]
[172,"K_KHEDA II",2,"1990-01-08",210,"MAHARASHTRA","STATE","MAHAGENCO","THERMAL","COAL","OIL"]
[172,"K_KHEDA II",3,"2000-05-31",210,"MAHARASHTRA","STATE","MAHAGENCO","THERMAL","COAL","OIL"]
[172,"K_KHEDA II",4,"2001-01-07",210,"MAHARASHTRA","STATE","MAHAGENCO","THERMAL","COAL","OIL"]
[172,"K_KHEDA II",5,"2011-08-05",500,"MAHARASHTRA","STATE","MAHAGENCO","THERMAL","COAL","OIL",null,null,null,null,null,3020.558,3156477.6938066334,1.0449982068897976]
[173,"KADAMPARI",0,null,400,"TAMIL NADU","STATE","TNEB","HYDRO",null,null,499.98750000000001,0,0,null,null,410.56684999999999,0,0,null,null,287.94304999999997,0,0,null,null,382.43819999999999,0,0,null,null,432.57625000000002,0,0]
[173,"KADAMPARI",1,"1987-10-17",100,"TAMIL NADU","STATE","TNEB","HYDRO"]
[173,"KADAMPARI",2,"1988-02-26",100,"TAMIL NADU","STATE","TNEB","HYDRO"]
[173,"KADAMPARI",3,"1989-04-12",100,"TAMIL NADU","STATE","TNEB","HYDRO"]
[173,"KADAMPARI",4,"1988-12-16",100,"TAMIL NADU","STATE","TNEB","HYDRO"]
[174,"KADANA",0,null,240,"GUJARAT","STATE","GSECL","HYDRO",null,null,210.47235000000001,0,0,null,null,288.46045000000004,0,0,null,null,337.31495000000001,0,0,null,null,307.37540000000001,0,0,null,null,236.20304999999999,0,0]
[174,"KADANA",1,"1990-04-05",60,"GUJARAT","STATE","GSECL","HYDRO"]
[174,"KADANA",2,"1990-09-01",60,"GUJARAT","STATE","GSECL","HYDRO"]
[174,"KADANA",3,"1998-01-02",60,"GUJARAT","STATE","GSECL","HYDRO"]
[174,"KADANA",4,"1998-05-27",60,"GUJARAT","STATE","GSECL","HYDRO"]
[175,"KADRA",0,null,150,"KARNATAKA","STATE","KPCL","HYDRO",null,null,403.11429999999996,0,0,null,null,219.3776,0,0,null,null,175.53789999999998,0,0,null,null,191.94544999999999,0,0,null,null,373.97075000000007,0,0]
[175,"KADRA",1,"1997-06-02",50,"KARNATAKA","STATE","KPCL","HYDRO"]
[175,"KADRA",2,"1999-01-23",50,"KARNATAKA","STATE","KPCL","HYDRO"]
[175,"KADRA",3,"1999-03-27",50,"KARNATAKA","STATE","KPCL","HYDRO"]
[176,"KAHALGAON",0,null,2340,"BIHAR","CENTER","NTPC","THERMAL","COAL","OIL",14471,14152734,0.97800663395757037,1,null,14192,13849317,0.97585379086809476,1,null,14834.8,14602280.970816925,0.98432610960828093,1,null,15177,15004480.593097279,0.98863283870971064,1,null,15305.22,15092265.498786505,0.98608615222692042,1]
[176,"KAHALGAON",1,"1992-03-31",210,"BIHAR","CENTER","NTPC","THERMAL","COAL","OIL"]
[176,"KAHALGAON",2,"1994-03-17",210,"BIHAR","CENTER","NTPC","THERMAL","COAL","OIL"]
[176,"KAHALGAON",3,"1995-03-24",210,"BIHAR","CENTER","NTPC","THERMAL","COAL","OIL"]
[176,"KAHALGAON",4,"1996-03-18",210,"BIHAR","CENTER","NTPC","THERMAL","COAL","OIL"]
[176,"KAHALGAON",5,"2007-03-31",500,"BIHAR","CENTER","NTPC","THERMAL","COAL","OIL"]
[176,"KAHALGAON",6,"2008-03-16",500,"BIHAR","CENTER","NTPC","THERMAL","COAL","OIL"]
[176,"KAHALGAON",7,"2009-06-28",500,"BIHAR","CENTER","NTPC","THERMAL","COAL","OIL"]
[177,"KAIGA",0,null,880,"KARNATAKA","CENTER","NPC","NUCLEAR","NUCLEAR",null,5866.94,0,0,null,null,6996,0,0,null,null,5931.49,0,0,null,null,6825.73,0,0,null,null,6532.35,0,0]
[177,"KAIGA",1,"2000-09-26",220,"KARNATAKA","CENTER","NPC","NUCLEAR","NUCLEAR",null,null,null,null,null,null,null,null,null,null,null,null,null,null,null,null,null,null,null,null,null,null,0]
[177,"KAIGA",2,"1999-12-02",220,"KARNATAKA","CENTER","NPC","NUCLEAR","NUCLEAR",null,null,null,null,null,null,null,null,null,null,null,null,null,null,null,null,null,null,null,null,null,null,0]
[177,"KAIGA",3,"2007-04-11",220,"KARNATAKA","CENTER","NPC","NUCLEAR","NUCLEAR",null,null,null,null,null,null,null,null,null,null,null,null,null,null,null,null,null,null,null,null,null,null,0]
[177,"KAIGA",4,"2011-01-20",220,"KARNATAKA","CENTER","NPC","NUCLEAR","NUCLEAR",null,null,null,null,null,null,null,null,null,null,null,null,null,null,null,null,null,null,null,null,null,null,0]
[178,"KAKATIYA TPP ",0,null,1100,"TELANGANA","STATE","TSGENCO","THERMAL","COAL","OIL",4106.29,3562837.3241232638,0.86765360559611326,1,null,3408.69,3173908.0109121986,0.93112251654219025,1,null,6130.0199280992492,5705816.5097986814,0.9307990148031865,1,null,7006.7912999999999,6401440.6712549655,0.91360515779240714,1,null,7321.2678999999998,6568532.6444133958,0.8971851234146746,1]
[178,"KAKATIYA TPP (Stage-I)",1,"2010-05-27",500,"TELANGANA","STATE","TSGENCO","THERMAL","COAL","OIL",4106.29,3562837.3241232638,0.86765360559611326,null,null,2993.9,2747776.3465225352,0.91779162514530721,null,null,3058.9980969032185,2850322.26151767,0.93178294697312769,null,null,3298.9915000000001,3025623.9726327714,0.91713603161231894,null,null,null,0]
[178,"KAKATIYA TPP (Stage-II)",2,"2015-12-31",600,"TELANGANA","STATE","TSGENCO","THERMAL","COAL","OIL",null,null,null,null,null,414.79,426131.66473458731,1.0273431489056806,null,1,3071.0218311960302,2855494.2490147804,0.92981893518571601,null,1,3707.7997999999998,3375816.6986221955,0.91046358506794123,null,1,3640.5733,3238557.9104586872,0.88957360382187256,null,1]
[179,"KAKKAD",0,null,50,"KERALA","STATE","KSEB","HYDRO",null,null,191.9753,0,0,null,null,183.2989,0,0,null,null,131.02160000000001,0,0,null,null,159.0806,0,0,null,null,220.55169999999998,0,0]
[179,"KAKKAD",1,"1999-10-13",25,"KERALA","STATE","KSEB","HYDRO",null,null,null,null,null,null,null,null,null,null,null,null,null,null,null,null,null,null,null,null,null,null,null,0]
[179,"KAKKAD",2,"1999-07-22",25,"KERALA","STATE","KSEB","HYDRO",null,null,null,null,null,null,null,null,null,null,null,null,null,null,null,null,null,null,null,null,null,null,null,0]
[180,"KAKRAPARA",0,null,440,"GUJARAT","CENTER","NPC","NUCLEAR","NUCLEAR",null,3155,0,0,null,null,1784,0,0,null,null,0,0,0,null,null,0,0,0,null,null,881.02,0,0]
[180,"KAKRAPARA",1,"1992-11-24",220,"GUJARAT","CENTER","NPC","NUCLEAR","NUCLEAR",null,null,null,null,null,null,null,null,null,null,null,null,null,null,null,null,null,null,null,null,null,null,0]
[180,"KAKRAPARA",2,"1995-03-04",220,"GUJARAT","CENTER","NPC","NUCLEAR","NUCLEAR",null,null,null,null,null,null,null,null,null,null,null,null,null,null,null,null,null,null,null,null,null,null,0]
[181,"KALINADI",0,null,855,"KARNATAKA","STATE","KPCL","HYDRO",null,null,3239.1429000000003,0,0,null,null,1938.7375999999999,0,0,null,null,1338.0959,0,0,null,null,1529.5935999999999,0,0,null,null,2763.9607500000002,0,0]
[181,"KALINADI",1,"1979-12-22",135,"KARNATAKA","STATE","KPCL","HYDRO",null,null,null,null,null,null,null,null,null,null,null,null,null,null,null,null,null,null,null,null,null,null,null,0]
[181,"KALINADI",2,"1980-09-06",135,"KARNATAKA","STATE","KPCL","HYDRO",null,null,null,null,null,null,null,null,null,null,null,null,null,null,null,null,null,null,null,null,null,null,null,0]
[181,"KALINADI",3,"1981-09-07",135,"KARNATAKA","STATE","KPCL","HYDRO",null,null,null,null,null,null,null,null,null,null,null,null,null,null,null,null,null,null,null,null,null,null,null,0]
[181,"KALINADI",4,"1982-03-15",150,"KARNATAKA","STATE","KPCL","HYDRO",null,null,null,null,null,null,null,null,null,null,null,null,null,null,null,null,null,null,null,null,null,null,null,0]
[181,"KALINADI",5,"1983-03-30",150,"KARNATAKA","STATE","KPCL","HYDRO",null,null,null,null,null,null,null,null,null,null,null,null,null,null,null,null,null,null,null,null,null,null,null,0]
[181,"KALINADI",6,"1984-03-25",150,"KARNATAKA","STATE","KPCL","HYDRO",null,null,null,null,null,null,null,null,null,null,null,null,null,null,null,null,null,null,null,null,null,null,null,0]
[182,"KALINADI SUPA",0,null,100,"KARNATAKA","STATE","KPCL","HYDRO",null,null,451.05340000000001,0,0,null,null,323.31529999999998,0,0,null,null,238.00399999999999,0,0,null,null,289.52510000000001,0,0,null,null,593.17920000000004,0,0]
[182,"KALINADI SUPA",1,"1985-08-30",50,"KARNATAKA","STATE","KPCL","HYDRO",null,null,null,null,null,null,null,null,null,null,null,null,null,null,null,null,null,null,null,null,null,null,null,0]
[182,"KALINADI SUPA",2,"1985-11-09",50,"KARNATAKA","STATE","KPCL","HYDRO",null,null,null,null,null,null,null,null,null,null,null,null,null,null,null,null,null,null,null,null,null,null,null,0]
[183,"KALISINDH",0,null,1200,"RAJASTHAN","STATE","RRVUNL","THERMAL","COAL","OIL",1154.3420000000001,1231964.91150123,1.067244292853617,1,null,5508.7642999999998,5831806.2030881196,1.0586414457935911,1,null,5531.3307999999997,5383191.6485697255,0.97321817175890579,1,null,6249.9269999999997,6057664.6956401812,0.96923767199843802,1,null,5180.6000000000004,5121510.9038176471,0.98859415971463671,1]
[183,"KALISINDH",1,"2014-05-02",600,"RAJASTHAN","STATE","RRVUNL","THERMAL","COAL","OIL",1154.3420000000001,1231964.91150123,1.067244292853617,null,1,3322.3998999999999,3512155.0741800349,1.0571138875184878,null,1,3411.9159,3333157.4009051286,0.97691663528550887,null,1,3183.145,3085504.4392705592,0.96932575778689301,null,1,3866.97,3850040.1315243384,0.99562192919115966]
[183,"KALISINDH",2,"2015-06-06",600,"RAJASTHAN","STATE","RRVUNL","THERMAL","COAL","OIL",null,null,null,null,null,2186.3643999999999,2319651.128588113,1.0609627235917825,null,1,2119.4149000000002,2050034.247179877,0.96726424221131824,null,1,3066.7820000000002,2972160.2563696215,0.96914624396830995,null,1,1313.63,1271471.2365839994,0.96790666822773486,null,1]
[184,"KALLADA",0,null,15,"KERALA","STATE","KSEB","HYDRO",null,null,"-",0,0,null,null,"-",0,0,null,null,"-",0,0,null,null,"-",0,0,null,null,"-",0,0]
[184,"KALLADA",1,"1994-09-05",7.5,"KERALA","STATE","KSEB","HYDRO",null,null,"-",null,null,null,null,"-",null,null,null,null,"-",null,null,null,null,"-",null,null,null,null,"-",0]
[184,"KALLADA",2,"1994-01-05",7.5,"KERALA","STATE","KSEB","HYDRO",null,null,"-",null,null,null,null,"-",null,null,null,null,"-",null,null,null,null,"-",null,null,null,null,"-",0]
[185,"KAMALANGA ",0,null,1050,"ORISSA","PVT","GMR.K LTD","THERMAL","COAL","OIL",4436.7,4287787.5260895472,0.96643620846339562,1,null,5747,5479651.8645840418,0.95348040100644538,1,null,5476.7,5231448.6233326439,0.95521913256753954,1,null,5174.09,5358976.8577040499,1.0357332125463703,1,null,6233.6859999999997,5926710.4663056592,0.95075537431716317,1]
[185,"KAMALANGA ",1,"2013-01-27",350,"ORISSA","PVT","GMR.K LTD","THERMAL","COAL","OIL",1812.9,1752260.5501006541,0.96655113359846323,null,1,1925,1817224.852826731,0.94401291055934078,null,1,2065.1999999999998,1960044.9494234337,0.94908238883567397,null,null,1299.28,1340177.4340700584,1.0314769980835989,null,null,null,0]
[185,"KAMALANGA ",2,"2013-07-09",350,"ORISSA","PVT","GMR.K LTD","THERMAL","COAL","OIL",1497.4,1442837.2096982796,0.96356164665305166,null,1,1925,1836539.9645146031,0.95404673481278091,null,1,1856.52,1772042.2024821632,0.95449669407394655,null,null,2126.67,2188441.6518631815,1.0290461857566906,null,null,null,0]
[185,"KAMALANGA ",3,"2014-03-08",350,"ORISSA","PVT","GMR.K LTD","THERMAL","COAL","OIL",1126.4000000000001,1092689.7662701793,0.97007259079383812,null,1,1897,1825887.0475764561,0.96251294020899103,null,1,1554.98,1499361.471199621,0.96423199732448062,null,1,1748.14,1830357.7716505453,1.0470315716421712,null,null,2015.6769999999999,1916992.5619645098,0.95104154185641343]
[186,"KANHER",0,null,4,"MAHARASHTRA","STATE","MAHAGENCO","HYDRO",null,null,"-",0,0,null,null,"-",0,0,null,null,"-",0,0,null,null,"-",0,0,null,null,"-",0,0]
[186,"KANHER",1,"1991-08-18",4,"MAHARASHTRA","STATE","MAHAGENCO","HYDRO",null,null,"-",null,null,null,null,"-",null,null,null,null,"-",null,null,null,null,"-",null,null,null,null,"-",0]
[187,"KARAIKAL",0,null,32.5,"PUDUCHERRY","STATE","PPCL","THERMAL","GAS","n/a",95.035578599999994,62888.134922172489,0.66173254110300639,1,null,212.91917860000001,127982.42418353676,0.6010845289985387,1,null,231.32471000000001,136122.29482951455,0.58844684093417665,1,null,212.37744391457221,91322.300883266056,0.43,1,null,214.17,128225.57727077448,0.59870933030197726,1]
[187,"KARAIKAL",1,"2000-01-03",32.5,"PUDUCHERRY","STATE","PPCL","THERMAL","GAS","n/a",null,null,null,null,null,null,null,null,null,null,null,null,null,null,null,212.37744391457221,91322.300883266056,0.43,null,null,214.17,128225.57727077448,0.59870933030197726]
[188,"KARBI LANGPI",0,null,100,"ASSAM","STATE","ASEB","HYDRO",null,null,400.41784999999999,0,0,null,null,406.8356,0,0,null,null,394.60704999999996,0,0,null,null,482.55510000000004,0,0,null,null,370.85640000000001,0,0]
[188,"KARBI LANGPI",1,"2007-01-30",50,"ASSAM","STATE","ASEB","HYDRO",null,null,null,null,null,null,null,null,null,null,null,null,null,null,null,null,null,null,null,null,null,null,null,0]
[188,"KARBI LANGPI",2,"2007-03-20",50,"ASSAM","STATE","ASEB","HYDRO",null,null,null,null,null,null,null,null,null,null,null,null,null,null,null,null,null,null,null,null,null,null,null,0]
[189,"KARCHAM WANGTOO",0,null,1000,"HIMACHAL","PVT","JKHCL","HYDRO",null,null,4219.2278500000002,0,0,null,null,4702.6884,0,0,null,null,4350.4285499999996,0,0,null,null,4547.0803500000002,0,0,null,null,3948.8465500000002,0,0]
[189,"KARCHAM WANGTOO",1,"2011-05-24",250,"HIMACHAL","PVT","JKHCL","HYDRO",null,null,null,null,null,null,"CDM#4993",null,null,null,null,"CDM#4993",null,null,null,null,"CDM#4993",null,null,null,null,"CDM#4993",null,0,null,null,"CDM#4993"]
[189,"KARCHAM WANGTOO",2,"2011-06-21",250,"HIMACHAL","PVT","JKHCL","HYDRO",null,null,null,null,null,null,"CDM#4993",null,null,null,null,"CDM#4993",null,null,null,null,"CDM#4993",null,null,null,null,"CDM#4993",null,0,null,null,"CDM#4993"]
[189,"KARCHAM WANGTOO",3,"2011-09-08",250,"HIMACHAL","PVT","JKHCL","HYDRO",null,null,null,null,null,null,"CDM#4993",null,null,null,null,"CDM#4993",null,null,null,null,"CDM#4993",null,null,null,null,"CDM#4993",null,0,null,null,"CDM#4993"]
[189,"KARCHAM WANGTOO",4,"2011-09-13",250,"HIMACHAL","PVT","JKHCL","HYDRO",null,null,null,null,null,null,"CDM#4993",null,null,null,null,"CDM#4993",null,null,null,null,"CDM#4993",null,null,null,null,"CDM#4993",null,0,null,null,"CDM#4993"]
[190,"KARGIL",0,null,3.75,"JAMMU & KASHMIR","STATE","JKEB","HYDRO",null,null,"-",0,0,null,null,"-",0,0,null,null,"-",0,0,null,null,"-",0,0,null,null,"-",0,0]
[190,"KARGIL",1,"1995-10-12",1.25,"JAMMU & KASHMIR","STATE","JKEB","HYDRO",null,null,"-",null,null,null,null,"-",null,null,null,null,"-",null,null,null,null,"-",null,null,null,null,"-",0]
[190,"KARGIL",2,"1995-10-12",1.25,"JAMMU & KASHMIR","STATE","JKEB","HYDRO",null,null,"-",null,null,null,null,"-",null,null,null,null,"-",null,null,null,null,"-",null,null,null,null,"-",0]
[190,"KARGIL",3,"1995-10-12",1.25,"JAMMU & KASHMIR","STATE","JKEB","HYDRO",null,null,"-",null,null,null,null,"-",null,null,null,null,"-",null,null,null,null,"-",null,null,null,null,"-",0]
[191,"KARUPPUR GT ",0,null,119.8,"TAMIL NADU","PVT","LANCO TANJORE","THERMAL","GAS","n/a",560.35199999999998,262522.16273283376,0.46849509367831965,1,null,620.20699999999999,281878.41771620233,0.4544908679137809,1,null,480.96699999999998,235926.6245987298,0.49052559655595879,1,null,469.44,222933.16598840174,0.4748917135063091,1,null,633.41999999999996,288580.41611178953,0.45559094457356814,1]
[191,"KARUPPUR GT",1,"2005-08-11",68.599999999999994,"TAMIL NADU","PVT","LANCO TANJORE","THERMAL","GAS","n/a",null,null,null,null,"CDM#0999",null,null,null,null,null,null,null,null,null,"CDM#999",null,null,null,null,"CDM#999",null,0,null,null,"CDM#999"]
[191,"KARUPPUR GT",2,"2005-07-15",51.2,"TAMIL NADU","PVT","LANCO TANJORE","THERMAL","GAS","n/a",null,null,null,null,"CDM#0999",null,null,null,null,null,null,null,null,null,"CDM#999",null,null,null,null,"CDM#999",null,0,null,null,"CDM#999"]
[192,"KASAIPALLI",0,null,270,"CHATTISGARH","PVT","ACB INDIA LTD","THERMAL","COAL","OIL",1564.163,1734128.8840028096,1.1086625140748181,1,null,1683.597,1848791.8339071048,1.0981201759726971,1,null,1786.33,1950621.5968839291,1.0919715824533704,1,null,1712.912,1841508.7910870395,1.0750749548646046,1,null,1689.3779999999999,1829782.6633647447,1.0831102709782801,1]
[192,"KASAIPALLI",1,"2011-12-13",135,"CHATTISGARH","PVT","ACB INDIA LTD","THERMAL","COAL","OIL",728.83199999999999,814093.56867207622,1.1169838435635047,null,null,798.54600000000005,909618.34270308388,1.1390932303249703]
[192,"KASAIPALLI",2,"2012-06-21",135,"CHATTISGARH","PVT","ACB INDIA LTD","THERMAL","COAL","OIL",835.69500000000005,920035.31533073343,1.1009223644161248,null,1,885.05100000000004,939173.49120402045,1.0611518332887262,null,1]
[193,"KASARGODE DG",0,null,21.84,"KERALA","PVT","RPG","THERMAL","DISL","OIL","-",0,0,1,null,"-",0,0,1,null,"-",0,0,1,null,"-",0,0,1,null,"-",0,0,1]
[193,"KASARGODE DG",1,"1999-06-06",21.84,"KERALA","PVT","RPG","THERMAL","DISL","OIL","-",null,null,null,null,"-",null,null,null,null,"-",null,null,null,null,"-",null,null,null,null,"-"]
[194,"KASHANG INTEGRATED",0,null,195,"HIMACHAL","STATE","HPSEB","HYDRO",null,null,null,null,null,null,null,null,null,null,null,null,55.809550000000002,0,0,null,null,196.14435,0,0,null,null,117.64879999999999,0,0]
[194,"KASHANG INTEGRATED",1,"2016-08-28",65,"HIMACHAL","STATE","HPSEB","HYDRO",null,null,null,null,null,null,null,null,null,null,null,null,20.652415232358003,0,0,null,"CDM#7689",65.381450000000001,0,0,null,"CDM#7689",39.216266666666662,0,0,null,"CDM#7689"]
[194,"KASHANG INTEGRATED",2,"2017-01-02",65,"HIMACHAL","STATE","HPSEB","HYDRO",null,null,null,null,null,null,null,null,null,null,null,null,8.4530815834767647,0,0,null,"CDM#7689",65.381450000000001,0,0,null,"CDM#7689",39.216266666666662,0,0,null,"CDM#7689"]
[194,"KASHANG INTEGRATED",3,"2016-06-26",65,"HIMACHAL","STATE","HPSEB","HYDRO",null,null,null,null,null,null,null,null,null,null,null,null,26.704053184165232,0,0,null,"CDM#7689",65.381450000000001,0,0,null,"CDM#7689",39.216266666666662,0,0,null,"CDM#7689"]
[195,"KASHIPUR CCPP",0,null,225,"UTTARAKHAND","PVT","SRAVANTHI ENERGY ","THERMAL","GAS","n/a",null,null,null,null,null,null,null,null,null,null,462.2826,198781.51800000001,0.43,1,null,1312.4,555432.24260159989,0.4232187157890886,1,null,815.98413057124924,342713.33483992465,0.42,1]
[195,"KASHIPUR CCPP",1,"2016-11-20",225,"UTTARAKHAND","PVT","SRAVANTHI ENERGY ","THERMAL","GAS","n/a",null,null,null,null,null,null,null,null,null,null,462.2826,198781.51800000001,0.43,null,1,1312.4,555432.24260159989,0.4232187157890886,null,1,815.98413057124924,342713.33483992465,0.42,null,1]
[196,"KATGHORA TPP",0,null,35,"CHATTISGARH","PVT","VANDNA ENERGY P LTD","THERMAL","COAL","OIL",0,0,0,1,null,0,0,0,1,null,0,0,0,1,null,0,0,0,1,null,0,0,0,1]
[196,"KATGHORA TPP",1,"2012-02-14",35,"CHATTISGARH","PVT","VANDNA ENERGY P LTD","THERMAL","COAL","OIL",0,0,0,null,1,null,0,0,null,null,null,null,null,null,null,null,null,null,null,null,null,0]
[197,"KATHALGURI GT",0,null,291,"ASSAM","CENTER","NEEPCO","THERMAL","GAS","n/a",1695.8126400000001,959891.5380735884,0.56603631523444031,1,null,1713.1499200000001,972915.31223956554,0.56791019914915886,1,null,1531.1131,817587.02862227557,0.53398212622064012,1,null,1557.9901,821928.78832279542,0.52755713166777851,1,null,1596.4232400000001,836361.50374431105,0.52389709870692625,1]
[197,"KATHALGURI GT",1,"1995-03-18",33.5,"ASSAM","CENTER","NEEPCO","THERMAL","GAS","n/a",null,null,null,null,null,null,null,null,null,null,null,null,null,null,null,null,null,null,null,null,null,0]
[197,"KATHALGURI GT",2,"1995-03-22",33.5,"ASSAM","CENTER","NEEPCO","THERMAL","GAS","n/a",null,null,null,null,null,null,null,null,null,null,null,null,null,null,null,null,null,null,null,null,null,0]
[197,"KATHALGURI GT",3,"1995-06-30",33.5,"ASSAM","CENTER","NEEPCO","THERMAL","GAS","n/a",null,null,null,null,null,null,null,null,null,null,null,null,null,null,null,null,null,null,null,null,null,0]
[197,"KATHALGURI GT",4,"1995-07-30",33.5,"ASSAM","CENTER","NEEPCO","THERMAL","GAS","n/a",null,null,null,null,null,null,null,null,null,null,null,null,null,null,null,null,null,null,null,null,null,0]
[197,"KATHALGURI GT",5,"1996-03-02",33.5,"ASSAM","CENTER","NEEPCO","THERMAL","GAS","n/a",null,null,null,null,null,null,null,null,null,null,null,null,null,null,null,null,null,null,null,null,null,0]
[197,"KATHALGURI GT",6,"1996-10-15",33.5,"ASSAM","CENTER","NEEPCO","THERMAL","GAS","n/a",null,null,null,null,null,null,null,null,null,null,null,null,null,null,null,null,null,null,null,null,null,0]
[197,"KATHALGURI GT",7,"1998-03-01",30,"ASSAM","CENTER","NEEPCO","THERMAL","GAS","n/a",null,null,null,null,null,null,null,null,null,null,null,null,null,null,null,null,null,null,null,null,null,0]
[197,"KATHALGURI GT",8,"1998-03-28",30,"ASSAM","CENTER","NEEPCO","THERMAL","GAS","n/a",null,null,null,null,null,null,null,null,null,null,null,null,null,null,null,null,null,null,null,null,null,0]
[197,"KATHALGURI GT",9,"1998-07-05",30,"ASSAM","CENTER","NEEPCO","THERMAL","GAS","n/a",null,null,null,null,null,null,null,null,null,null,null,null,null,null,null,null,null,null,null,null,null,0]
[198,"KAWAI TPP ",0,null,1320,"RAJASTHAN","PVT","ADANI POWER LTD","THERMAL","COAL","OIL",7399,6873375.5385312717,0.92896006737819592,1,null,8227,6957463.2348203287,0.84568654853778147,1,null,7856,6366246.796544102,0.81036746391854664,1,null,4788,4266952.8005055375,0.89117644120834116,1,null,7179,7144619.372393487,0.99521094475462979,1]
[198,"KAWAI TPP ",1,"2013-05-28",660,"RAJASTHAN","PVT","ADANI POWER LTD","THERMAL","COAL","OIL",4065.4052885837782,3748748.8913109703,0.92210951312479894,null,1,3940,3302608.3615484294,0.83822547247422063,null,1,3960,3219956.9401675635,0.81312043943625334,null,null,2049,1896234.8767352079,0.92544405892396675,null,null,null,0,0]
[198,"KAWAI TPP ",2,"2013-12-24",660,"RAJASTHAN","PVT","ADANI POWER LTD","THERMAL","COAL","OIL",3333.5947114162218,3124626.6472203042,0.93731449612627293,null,1,4287,3654854.8732718998,0.85254370731791462,null,1,3896,3146289.856376539,0.80756926498371129,null,1,2739,2370717.9237703294,0.86554141064999246,null,null,null,0,0]
[199,"KAWAS GT",0,null,645,"GUJARAT","CENTER","NTPC","THERMAL","GAS","NAPT",1694,773039,0.45633943329397875,1,null,1174,538901,0.45902981260647358,1,null,1673,720865.38153311994,0.43088187778429166,1,null,2340,1063761,0.45459871794871792,1,null,2428,1074001.4730086401,0.44233998064606267,1]
[199,"KAWAS GT",1,"1992-05-22",106,"GUJARAT","CENTER","NTPC","THERMAL","GAS","NAPT"]
[199,"KAWAS GT",2,"1992-03-22",106,"GUJARAT","CENTER","NTPC","THERMAL","GAS","NAPT"]
[199,"KAWAS GT",3,"1993-02-23",110.5,"GUJARAT","CENTER","NTPC","THERMAL","GAS","NAPT"]
[199,"KAWAS GT",4,"1992-08-27",106,"GUJARAT","CENTER","NTPC","THERMAL","GAS","NAPT"]
[199,"KAWAS GT",5,"1992-01-30",106,"GUJARAT","CENTER","NTPC","THERMAL","GAS","NAPT"]
[199,"KAWAS GT",6,"1993-03-19",110.5,"GUJARAT","CENTER","NTPC","THERMAL","GAS","NAPT"]
[200,"KAYAM KULAM GT",0,null,350,"KERALA","CENTER","NTPC","THERMAL","GAS","NAPT",792,476488,0.60162626262626262,1,null,131,83162,0.63482442748091605,1,null,14.107692307692309,6066.3076923076933,0.43,1,null,0,0,0,1,null,0,0,0,1]
[200,"KAYAM KULAM GT",1,"1998-11-02",115.3,"KERALA","CENTER","NTPC","THERMAL","GAS","NAPT"]
[200,"KAYAM KULAM GT",2,"1999-02-28",115.3,"KERALA","CENTER","NTPC","THERMAL","GAS","NAPT"]
[200,"KAYAM KULAM GT",3,"1999-10-30",119.4,"KERALA","CENTER","NTPC","THERMAL","GAS","NAPT"]
[201,"KHADAVASLA I&II",0,null,16,"MAHARASHTRA","STATE","MAHAGENCO","HYDRO",null,null,"-",0,0,null,null,"-",0,0,null,null,"-",0,0,null,null,"-",0,0,null,null,"-",0,0]
[201,"KHADAVASLA- I",1,"1991-03-30",8,"MAHARASHTRA","STATE","MAHAGENCO","HYDRO",null,null,"-",null,null,null,null,"-",null,null,null,null,"-",null,null,null,null,"-",null,null,null,null,"-"]
[201,"KHADAVASLA -II",2,"1991-08-30",8,"MAHARASHTRA","STATE","MAHAGENCO","HYDRO",null,null,"-",null,null,null,null,"-",null,null,null,null,"-",null,null,null,null,"-",null,null,null,null,"-"]
[202,"KHAMBERKHERA IPP",0,null,90,"UTTAR PRADESH","PVT","BAJAJ ENERGY PVT","THERMAL","COAL","OIL",474.37,601948.6140816909,1.2689432596532051,1,null,289.245,363871.99159097875,1.2580061594529854,1,null,340.2,428687.63181118353,1.2601047378341668,1,null,163.61099999999999,206121.91838397479,1.2598292192088234,1,null,126.5895,154939.78134996261,1.2239544460635565,1]
[202,"KHAMBERKHERA IPP",1,"2011-08-17",45,"UTTAR PRADESH","PVT","BAJAJ ENERGY PVT","THERMAL","COAL","OIL",249.36504976020322,316430.09908629599,1.2689432596532051,null,null,146.25286213991768,183987.00140964478,1.2580061594529854]
[202,"KHAMBERKHERA IPP",2,"2011-11-28",45,"UTTAR PRADESH","PVT","BAJAJ ENERGY PVT","THERMAL","COAL","OIL",225.00495023979681,285518.51499539497,1.2689432596532051,null,null,142.99213786008232,179884.990181334,1.2580061594529854]
[203,"KHANDONG",0,null,50,"MEGHALAYA","CENTER","NEEPCO","HYDRO",null,null,87.420699999999997,0,0,null,null,174.17475000000002,0,0,null,null,196.11449999999999,0,0,null,null,259.46614999999997,0,0,null,null,202.80090000000001,0,0]
[203,"KHANDONG",1,"1984-03-07",25,"MEGHALAYA","CENTER","NEEPCO","HYDRO"]
[203,"KHANDONG",2,"1984-05-02",25,"MEGHALAYA","CENTER","NEEPCO","HYDRO"]
[204,"KHARA",0,null,72,"UTTAR PRADESH","STATE","UPHPC","HYDRO",null,null,362.10040000000004,0,0,null,null,319.4547,0,0,null,null,267.58535000000001,0,0,null,null,257.84429999999998,0,0,null,null,284.70929999999998,0,0]
[204,"KHARA",1,"1992-12-29",24,"UTTAR PRADESH","STATE","UPHPC","HYDRO"]
[204,"KHARA",2,"1992-12-29",24,"UTTAR PRADESH","STATE","UPHPC","HYDRO"]
[204,"KHARA",3,"1992-12-29",24,"UTTAR PRADESH","STATE","UPHPC","HYDRO"]
[205,"KHATIMA",0,null,41.4,"UTTARAKHAND","STATE","UJVNL","HYDRO",null,null,44.954099999999997,0,0,null,null,119.84775,0,0,null,null,179.23929999999999,0,0,null,null,211.53700000000001,0,0,null,null,231.08875,0,0]
[205,"KHATIMA",1,"1955-04-30",13.8,"UTTARAKHAND","STATE","UJVNL","HYDRO"]
[205,"KHATIMA",2,"1956-04-02",13.8,"UTTARAKHAND","STATE","UJVNL","HYDRO"]
[205,"KHATIMA",3,"1956-08-03",13.8,"UTTARAKHAND","STATE","UJVNL","HYDRO"]
[206,"KHODRI",0,null,120,"UTTARAKHAND","STATE","UJVNL","HYDRO",null,null,404.95505000000003,0,0,null,null,374.06029999999998,0,0,null,null,331.62355000000002,0,0,null,null,353.97125,0,0,null,null,367.83160000000004,0,0]
[206,"KHODRI",1,"1984-01-29",30,"UTTARAKHAND","STATE","UJVNL","HYDRO"]
[206,"KHODRI",2,"1984-02-09",30,"UTTARAKHAND","STATE","UJVNL","HYDRO"]
[206,"KHODRI",3,"1984-03-30",30,"UTTARAKHAND","STATE","UJVNL","HYDRO"]
[206,"KHODRI",4,"1984-02-28",30,"UTTARAKHAND","STATE","UJVNL","HYDRO"]
[207,"KHOPOLI",0,null,72,"MAHARASHTRA","PVT","TATA MAH.","HYDRO",null,null,302.23124999999999,0,0,null,null,259.92385000000002,0,0,null,null,305.7038,0,0,null,null,314.79810000000003,0,0,null,null,340.77754999999996,0,0]
[207,"KHOPOLI",1,"2002-02-13",24,"MAHARASHTRA","PVT","TATA MAH.","HYDRO"]
[207,"KHOPOLI",2,"2003-03-25",24,"MAHARASHTRA","PVT","TATA MAH.","HYDRO"]
[207,"KHOPOLI",3,"2001-03-02",24,"MAHARASHTRA","PVT","TATA MAH.","HYDRO"]
[208,"KISHENGANGA",0,null,330,"JAMMU & KASHMIR","CENTER","NHPC","HYDRO",null,null,null,null,null,null,null,null,null,null,null,null,null,null,null,null,null,1.6716,0,0,null,null,526.60374999999999,0,0]
[208,"KISHENGANGA",1,"2018-03-13",110,"JAMMU & KASHMIR","CENTER","NHPC","HYDRO",null,null,null,null,null,null,null,null,null,null,null,null,null,null,null,null,null,1.0375448275862069,0,0,null,1,175.53458333333333,0,0,null,1]
[208,"KISHENGANGA",2,"2018-03-21",110,"JAMMU & KASHMIR","CENTER","NHPC","HYDRO",null,null,null,null,null,null,null,null,null,null,null,null,null,null,null,null,null,0.57641379310344831,0,0,null,1,175.53458333333333,0,0,null,1]
[208,"KISHENGANGA",3,"2018-03-30",110,"JAMMU & KASHMIR","CENTER","NHPC","HYDRO",null,null,null,null,null,null,null,null,null,null,null,null,null,null,null,null,null,5.7641379310344826E-2,0,0,null,1,175.53458333333333,0,0,null,1]
[209,"KODASALI",0,null,120,"KARNATAKA","STATE","KPCL","HYDRO",null,null,383.83119999999997,0,0,null,null,202.24369999999999,0,0,null,null,153.38919999999999,0,0,null,null,170.08529999999999,0,0,null,null,343.8322,0,0]
[209,"KODASALI",1,"1998-06-26",40,"KARNATAKA","STATE","KPCL","HYDRO"]
[209,"KODASALI",2,"1999-04-20",40,"KARNATAKA","STATE","KPCL","HYDRO"]
[209,"KODASALI",3,"1999-08-28",40,"KARNATAKA","STATE","KPCL","HYDRO"]
[210,"KODAYAR-I&II",0,null,100,"TAMIL NADU","STATE","TNEB","HYDRO",null,null,201.00990000000002,0,0,null,null,277.18709999999999,0,0,null,null,168.58285000000001,0,0,null,null,123.3601,0,0,null,null,193.10960000000003,0,0]
[210,"KODAYAR-I",1,"1970-12-09",60,"TAMIL NADU","STATE","TNEB","HYDRO"]
[210,"KODAYAR-II",2,"1971-11-17",40,"TAMIL NADU","STATE","TNEB","HYDRO"]
[211,"KODERMA",0,null,1000,"JHARKHAND","CENTER","DVC","THERMAL","COAL","OIL",1721.4259999999999,1704940.6323229596,0.9904234235587005,1,null,3264,2991753.69196337,0.91659120464564037,1,null,3609.5279999999998,3424844.6074227653,0.94883447570506885,1,null,5633.48,5330808.7315114774,0.94627277127308129,1,null,5975.5914000000002,5493333.031405881,0.91929529040521096,1]
[211,"KODERMA",1,"2011-07-20",500,"JHARKHAND","CENTER","DVC","THERMAL","COAL","OIL",399.29,425762.62495141599,1.0662992435358161,null,null,0,0,0]
[211,"KODERMA",2,"2013-02-15",500,"JHARKHAND","CENTER","DVC","THERMAL","COAL","OIL",1322.136,1279178.0073715437,0.96750864311352514,null,1,3264,2991753.69196337,0.91659120464564037,null,1]
[212,"KOJIKODE DG",0,null,96,"KERALA","STATE","KSEB","THERMAL","DISL","OIL",194.11479,101516.71834642523,0.5229726098996641,1,null,133.40639999999999,70835.990448766403,0.5309789519001068,1,null,36.340440000000001,19614.965171136559,0.5397558524645425,1,null,0.74653000000000003,696.03082520926728,0.93235479513116315,1,null,2.9836,1926.8152364123987,0.64580213045059609,1]
[212,"KOJIKODE DG",1,"1999-09-01",96,"KERALA","STATE","KSEB","THERMAL","DISL","OIL"]
[213,"KOLAGHAT",0,null,1260,"WEST BENGAL","STATE","WBPDC","THERMAL","COAL","OIL",6449.7610000000004,8818085.6260041688,1.3671957187257275,1,null,5124.7413699999997,6091656.817175163,1.1886759501338822,1,null,5382.5240000000003,6699117.3604361638,1.2446052001693191,1,null,4208.3890000000001,4883503.4535411131,1.1604211144789878,1,null,3926.2719999999999,4624626.9651279002,1.1778671893154371,1]
[213,"KOLAGHAT",1,"1990-08-13",210,"WEST BENGAL","STATE","WBPDC","THERMAL","COAL","OIL"]
[213,"KOLAGHAT",2,"1985-12-16",210,"WEST BENGAL","STATE","WBPDC","THERMAL","COAL","OIL"]
[213,"KOLAGHAT",3,"1984-07-24",210,"WEST BENGAL","STATE","WBPDC","THERMAL","COAL","OIL"]
[213,"KOLAGHAT",4,"1993-12-28",210,"WEST BENGAL","STATE","WBPDC","THERMAL","COAL","OIL"]
[213,"KOLAGHAT",5,"1991-03-17",210,"WEST BENGAL","STATE","WBPDC","THERMAL","COAL","OIL"]
[213,"KOLAGHAT",6,"1993-01-16",210,"WEST BENGAL","STATE","WBPDC","THERMAL","COAL","OIL"]
[214,"KOLDAM",0,null,800,"HIMACHAL","CENTER","NTPC","HYDRO",null,null,0.25,0,0,null,null,2297.0569999999998,0,0,null,null,3209.0342000000001,0,0,null,null,3297.0518999999999,0,0,null,null,2998.8603499999999,0,0]
[214,"KOLDAM",1,"2015-03-31",200,"HIMACHAL","CENTER","NTPC","HYDRO",null,null,0.25,0,0,null,1,611.05076142131986,0,0,null,1,802.25855000000001,0,0,null,1,824.26297499999998,0,0,null,1,749.71508749999998,0,0,null,1]
[214,"KOLDAM",2,"2015-03-30",200,"HIMACHAL","CENTER","NTPC","HYDRO",null,null,0.25,0,0,null,1,611.05076142131986,0,0,null,1,802.25855000000001,0,0,null,1,824.26297499999998,0,0,null,1,749.71508749999998,0,0,null,1]
[214,"KOLDAM",3,"2015-04-10",200,"HIMACHAL","CENTER","NTPC","HYDRO",null,null,null,null,null,null,null,595.98375634517765,0,0,null,1,802.25855000000001,0,0,null,1,824.26297499999998,0,0,null,1,749.71508749999998,0,0,null,1]
[214,"KOLDAM",4,"2015-06-12",200,"HIMACHAL","CENTER","NTPC","HYDRO",null,null,null,null,null,null,null,490.5147208121827,0,0,null,1,802.25855000000001,0,0,null,1,824.26297499999998,0,0,null,1,749.71508749999998,0,0,null,1]
[215,"KONASEEMA CCCP",0,null,445,"ANDHRA PRADESH","PVT","KONASEEMA","THERMAL","GAS","n/a",0,0,0,1,null,0,0,0,1,null,0,0,0,1,null,null,0,0,1,null,0,0,0,1]
[215,"KONASEEMA CCCP",1,"2009-03-31",280,"ANDHRA PRADESH","PVT","KONASEEMA","THERMAL","GAS","n/a",null,null,null,null,"CDM#6506",null,null,null,null,"CDM#6506",null,null,null,null,"CDM#6506",null,null,null,null,"CDM#6506",null,null,null,null,"CDM#6506"]
[215,"KONASEEMA CCCP ST",2,"2010-06-30",165,"ANDHRA PRADESH","PVT","KONASEEMA","THERMAL","GAS","n/a",null,null,null,null,"CDM#6506",null,null,null,null,"CDM#6506",null,null,null,null,"CDM#6506",null,null,null,null,"CDM#6506",null,null,null,null,"CDM#6506"]
[216,"KONDAPALLI GT",0,null,1458,"ANDHRA PRADESH","PVT","LANCO","THERMAL","GAS","NAPT",559.01,266804.48697421415,0.47728034735373992,1,null,2024.61,794356.39155486214,0.39235032502796202,1,null,2211.1880000000001,885943.77340527473,0.40066415583174053,1,null,644.4,279387.37565403164,0.43356203546559846,1,null,1629.816,697471.73849246826,0.42794507999213915,1]
[216,"KONDAPALLI GT",1,"2000-10-25",112,"ANDHRA PRADESH","PVT","LANCO","THERMAL","GAS","NAPT"]
[216,"KONDAPALLI GT",2,"2000-10-25",112,"ANDHRA PRADESH","PVT","LANCO","THERMAL","GAS","NAPT"]
[216,"KONDAPALLI GT",3,"2000-10-25",126,"ANDHRA PRADESH","PVT","LANCO","THERMAL","GAS","NAPT"]
[216,"KONDAPALLI GT",4,"2009-12-05",233,"ANDHRA PRADESH","PVT","LANCO","THERMAL","GAS","NAPT",null,null,null,null,"CDM#5554",null,null,null,null,"CDM#5554",null,null,null,null,"CDM#5554",null,null,null,null,"CDM#5554",null,null,null,null,"CDM#5554"]
[216,"KONDAPALLI WHR",5,"2010-07-19",133,"ANDHRA PRADESH","PVT","LANCO","THERMAL","GAS","NAPT",null,null,null,null,"CDM#5554",null,null,null,null,"CDM#5554",null,null,null,null,"CDM#5554",null,null,null,null,"CDM#5554",null,null,null,null,"CDM#5554"]
[216,"KONDAPALLI  ST-3 CCPP",6,"2015-08-07",371,"ANDHRA PRADESH","PVT","LANCO","THERMAL","GAS","NAPT",null,null,null,null,null,576.59400000000005,209222.41557322408,0.36285916185951306,null,1,833,333753.24180783983,0.40066415583174053,null,1,0,0,0,null,1,0,0,0,null,1]
[216,"KONDAPALLI  ST-3 CCPP",7,"2015-09-05",371,"ANDHRA PRADESH","PVT","LANCO","THERMAL","GAS","NAPT",null,null,null,null,null,23.585042312855492,9253.5990172470902,0.39235032502796202,null,1,424.62099999999998,170130.41451342948,0.40066415583174053,null,1,0,0,0,null,1,0,0,0,null,1]
[217,"KOPILI",0,null,200,"ASSAM","CENTER","NEEPCO","HYDRO",null,null,626.31270000000006,0,0,null,null,777.89099999999996,0,0,null,null,1082.8286499999999,0,0,null,null,1166.9658499999998,0,0,null,null,1112.2309,0,0]
[217,"KOPILI",1,"1988-07-05",50,"ASSAM","CENTER","NEEPCO","HYDRO"]
[217,"KOPILI",2,"1988-03-23",50,"ASSAM","CENTER","NEEPCO","HYDRO"]
[217,"KOPILI",3,"1996-03-05",50,"ASSAM","CENTER","NEEPCO","HYDRO"]
[217,"KOPILI",4,"1997-06-17",50,"ASSAM","CENTER","NEEPCO","HYDRO"]
[217,"KOPILI  ST.-II",5,"2003-12-31",25,"ASSAM","CENTER","NEEPCO","HYDRO"]
[218,"KORADI",0,null,2400,"MAHARASHTRA","STATE","MAHAGENCO","THERMAL","COAL","OIL",2022.57,2442523.7968371799,1.207633751532545,1,null,2725.6906399999998,2660798.7768000001,0.97619250613121689,1,null,4875.8100000000004,4732283.3742114641,0.97056353184629085,1,null,8670.8457960000014,7849608.4304429134,0.90528751348156389,1,null,7681.86,7936678.1930929581,1.0331714185227221,1]
[218,"KORADI",1,"1974-06-04",0,"MAHARASHTRA","STATE","MAHAGENCO","THERMAL","COAL","OIL"]
[218,"KORADI",2,"1975-03-24",0,"MAHARASHTRA","STATE","MAHAGENCO","THERMAL","COAL","OIL"]
[218,"KORADI",3,"1976-03-03",0,"MAHARASHTRA","STATE","MAHAGENCO","THERMAL","COAL","OIL"]
[218,"KORADI",4,"1976-07-22",0,"MAHARASHTRA","STATE","MAHAGENCO","THERMAL","COAL","OIL"]
[218,"KORADI",5,"1978-03-31",0,"MAHARASHTRA","STATE","MAHAGENCO","THERMAL","COAL","OIL",null,null,null,null,null,693.21299999999997,676709.33575273922,0.97619250613121689]
[218,"KORADI",6,"1982-03-30",210,"MAHARASHTRA","STATE","MAHAGENCO","THERMAL","COAL","OIL",null,null,null,null,null,0,0,0]
[218,"KORADI",7,"1983-01-13",210,"MAHARASHTRA","STATE","MAHAGENCO","THERMAL","COAL","OIL",null,null,null,null,null,914.83100000000002,893051.16657652729,0.97619250613121689]
[218,"KORADI EXTN.",8,"2015-03-30",660,"MAHARASHTRA","STATE","MAHAGENCO","THERMAL","COAL","OIL",0,0,0,null,1,1117.6466399999999,1091038.2744707339,0.97619250613121689,null,1,3027.77,2842309.2359789694,0.93874674627827392,null,1,2891.46,2770696.7027826128,0.95823449149654938,null,1,2251.1320000000001,2320071.1072424911,1.0306241958456861,null,1]
[218,"KORADI EXTN.",9,"2016-03-15",660,"MAHARASHTRA","STATE","MAHAGENCO","THERMAL","COAL","OIL",null,null,null,null,null,0,0,0,null,1,1120.49,1054107.4284197323,0.94075576615563927,null,1,2446.66,2291173.2951939167,0.93644940252994557,null,1,2621.1010000000001,2657352.157662936,1.013830507738136,null,1]
[218,"KORADI EXTN.",10,"2016-12-28",660,"MAHARASHTRA","STATE","MAHAGENCO","THERMAL","COAL","OIL",null,null,null,null,null,null,null,null,null,null,172.18,160452.44285165251,0.9318878084077854,null,1,2916.32,2787738.4324663845,0.95590965067838385,null,1,2401.576,2464245.4521256494,1.0260951359131043,null,1]
[219,"KORBA STPS",0,null,2600,"CHATTISGARH","CENTER","NTPC","THERMAL","COAL","OIL",18807,18022646,0.95829457117030892,1,null,19176,18360270,0.95746088861076351,1,null,19078,18459628.721501656,0.96758720628481265,1,null,19229,18581482.468235984,0.96632599033938238,1,null,18784,18189483.842694525,0.96834986385724686,1]
[219,"KORBA STPS",1,"1983-03-01",200,"CHATTISGARH","CENTER","NTPC","THERMAL","COAL","OIL"]
[219,"KORBA STPS",2,"1983-10-31",200,"CHATTISGARH","CENTER","NTPC","THERMAL","COAL","OIL"]
[219,"KORBA STPS",3,"1984-03-17",200,"CHATTISGARH","CENTER","NTPC","THERMAL","COAL","OIL"]
[219,"KORBA STPS",4,"1987-05-31",500,"CHATTISGARH","CENTER","NTPC","THERMAL","COAL","OIL"]
[219,"KORBA STPS",5,"1988-03-25",500,"CHATTISGARH","CENTER","NTPC","THERMAL","COAL","OIL"]
[219,"KORBA STPS",6,"1989-02-23",500,"CHATTISGARH","CENTER","NTPC","THERMAL","COAL","OIL"]
[219,"KORBA STPS",7,"2010-12-26",500,"CHATTISGARH","CENTER","NTPC","THERMAL","COAL","OIL"]
[220,"KORBA-EAST",0,null,890,"CHATTISGARH","STATE","CSEB","THERMAL","COAL","OIL",5373.7457999999997,6317630.2776842024,1.1756473999354793,1,null,5645.3890000000001,6453747.2749534035,1.1431891185803855,1,null,5670.2470000000003,6452610.8466064371,1.1379770310899044,1,null,5274.6625000000004,5803568.2433253787,1.1002729071908162,1,null,4871.1670000000004,5281386.3890189668,1.0842137806030805,1]
[220,"KORBA-II",1,"1966-08-31",50,"CHATTISGARH","STATE","CSEB","THERMAL","COAL","OIL"]
[220,"KORBA-II",2,"1967-04-30",50,"CHATTISGARH","STATE","CSEB","THERMAL","COAL","OIL"]
[220,"KORBA-II",3,"1968-02-29",50,"CHATTISGARH","STATE","CSEB","THERMAL","COAL","OIL"]
[220,"KORBA-II",4,"1968-09-30",50,"CHATTISGARH","STATE","CSEB","THERMAL","COAL","OIL"]
[220,"KORBA-III",5,"1976-03-22",95,"CHATTISGARH","STATE","CSEB","THERMAL","COAL","OIL"]
[220,"KORBA-III",6,"1981-04-05",95,"CHATTISGARH","STATE","CSEB","THERMAL","COAL","OIL"]
[220,"KORBA-V",7,"2007-03-30",250,"CHATTISGARH","STATE","CSEB","THERMAL","COAL","OIL"]
[220,"KORBA-V",8,"2007-12-12",250,"CHATTISGARH","STATE","CSEB","THERMAL","COAL","OIL"]
[221,"KORBA-WEST",0,null,1340,"CHATTISGARH","STATE","CSEB","THERMAL","COAL","OIL",9013.4172999999992,9487272.5228134748,1.0525722050851318,1,null,8691.857,9030631.1558163576,1.0389760388161422,1,null,8655.4469960000006,9134152.890711071,1.0553068945985455,1,null,8773.3575290000008,8958331.1671255287,1.0210835632212758,1,null,8971.6493499999997,9000138.2767379899,1.0031754391669343,1]
[221,"KORBA-WEST",1,"1983-06-21",210,"CHATTISGARH","STATE","CSEB","THERMAL","COAL","OIL",1574.7455,1718912.1403670239,1.0915491680192286]
[221,"KORBA-WEST",2,"1984-03-30",210,"CHATTISGARH","STATE","CSEB","THERMAL","COAL","OIL",1325.0789,1441035.2220933959,1.0875089944405545]
[221,"KORBA-WEST",3,"1985-03-26",210,"CHATTISGARH","STATE","CSEB","THERMAL","COAL","OIL",1320.4045000000001,1436409.9058108104,1.0878559606626683]
[221,"KORBA-WEST",4,"1986-03-13",210,"CHATTISGARH","STATE","CSEB","THERMAL","COAL","OIL",1385.4883,1493791.0202158222,1.0781693502686542]
[221,"KORBA-WEST EXT",5,"2013-03-22",500,"CHATTISGARH","STATE","CSEB","THERMAL","COAL","OIL",3407.7,3397124.2334246063,0.99689650891352133,null,1,3086.14,3210573.4186919336,1.0403200822684435,null,1]
[222,"KOSI",0,null,20,"BIHAR","STATE","BSEB","HYDRO",null,null,"-",0,0,null,null,"-",0,0,null,null,"-",0,0,null,null,"-",0,0,null,null,"-",0,0]
[222,"KOSI",1,"1970-03-01",5,"BIHAR","STATE","BSEB","HYDRO",null,null,"-",null,null,null,null,"-",null,null,null,null,"-",null,null,null,null,"-",null,null,null,null,"-"]
[222,"KOSI",2,"1971-04-16",5,"BIHAR","STATE","BSEB","HYDRO",null,null,"-",null,null,null,null,"-",null,null,null,null,"-",null,null,null,null,"-",null,null,null,null,"-"]
[222,"KOSI",3,"1973-10-20",5,"BIHAR","STATE","BSEB","HYDRO",null,null,"-",null,null,null,null,"-",null,null,null,null,"-",null,null,null,null,"-",null,null,null,null,"-"]
[222,"KOSI",4,"1978-10-01",5,"BIHAR","STATE","BSEB","HYDRO",null,null,"-",null,null,null,null,"-",null,null,null,null,"-",null,null,null,null,"-",null,null,null,null,"-"]
[223,"KOTA",0,null,1240,"RAJASTHAN","STATE","RRVUNL","THERMAL","COAL","OIL",8010.2529999999997,8625698.8098466713,1.0768322560906218,1,null,6992.3209999999999,7372116.1620034659,1.054316036406719,1,null,6628.7920000000004,7240033.1311386246,1.0922100333120461,1,null,6415.0290000000005,7251152.49835815,1.1303382258066408,1,null,7049.6379999999999,7473157.5393126328,1.0600767783129621,1]
[223,"KOTA",1,"1983-01-17",110,"RAJASTHAN","STATE","RRVUNL","THERMAL","COAL","OIL"]
[223,"KOTA",2,"1983-07-13",110,"RAJASTHAN","STATE","RRVUNL","THERMAL","COAL","OIL"]
[223,"KOTA",3,"1988-09-25",210,"RAJASTHAN","STATE","RRVUNL","THERMAL","COAL","OIL"]
[223,"KOTA",4,"1989-05-01",210,"RAJASTHAN","STATE","RRVUNL","THERMAL","COAL","OIL"]
[223,"KOTA",5,"1994-03-26",210,"RAJASTHAN","STATE","RRVUNL","THERMAL","COAL","OIL"]
[223,"KOTA",6,"2003-07-30",195,"RAJASTHAN","STATE","RRVUNL","THERMAL","COAL","OIL"]
[223,"KOTA",7,"2009-05-30",195,"RAJASTHAN","STATE","RRVUNL","THERMAL","COAL","OIL"]
[224,"KOTESHWAR",0,null,400,"UTTARAKHAND","CENTER","THDC","HYDRO",null,null,1204.11915,0,0,null,null,1241.8097499999999,0,0,null,null,1218.42725,0,0,null,null,1214.2283499999999,0,0,null,null,1217.7207999999998,0,0]
[224,"KOTESHWAR",1,"2011-03-28",100,"UTTARAKHAND","CENTER","THDC","HYDRO",null,null,301.0297875,0,0,null,null,null,0,0]
[224,"KOTESHWAR",2,"2011-03-31",100,"UTTARAKHAND","CENTER","THDC","HYDRO",null,null,301.0297875,0,0,null,null,null,0,0]
[224,"KOTESHWAR",3,"2012-01-25",100,"UTTARAKHAND","CENTER","THDC","HYDRO",null,null,301.0297875,0,0,null,1,null,0,0]
[224,"KOTESHWAR",4,"2012-03-22",100,"UTTARAKHAND","CENTER","THDC","HYDRO",null,null,301.0297875,0,0,null,1,null,0,0]
[225,"KOTLA",0,null,77.650000000000006,"PUNJAB","CENTER","BBMB","HYDRO",null,null,428.16840000000002,0,0,null,null,428.29775000000001,0,0,null,null,428.4271,0,0,null,null,505.6789,0,0,null,null,606.55200000000002,0,0]
[225,"KOTLA",1,"1961-07-14",29.25,"PUNJAB","CENTER","BBMB","HYDRO"]
[225,"KOTLA",2,"1956-05-23",24.2,"PUNJAB","CENTER","BBMB","HYDRO"]
[225,"KOTLA",3,"1956-08-27",24.2,"PUNJAB","CENTER","BBMB","HYDRO"]
[226,"KOVILKALAPPAL",0,null,107.88,"TAMIL NADU","STATE","TNEB","THERMAL","GAS","n/a",373.22469999999998,201338.6446905068,0.53945691346394498,1,null,363.39800000000002,197972.55528323178,0.5447816313882623,1,null,308.96699999999998,184889.62655796483,0.59841221411336754,1,null,266.15800000000002,172698.80576307746,0.64885821866364135,1,null,225.47402600000001,155471.9908680192,0.68953392825841153,1]
[226,"KOVILKALAPPAL",1,"2001-07-14",107.88,"TAMIL NADU","STATE","TNEB","THERMAL","GAS","n/a",null,null,null,null,null,null,null,null,null,null,null,null,null,null,null,null,null,null,null,null,225.47402600000001,155471.9908680192,0.68953392825841153]
[227,"KOYNA COMPLEX",0,null,1956,"MAHARASHTRA","STATE","MAHAGENCO","HYDRO",null,null,3036.5410000000002,0,0,null,null,2961.9358999999999,0,0,null,null,3289.3207499999999,0,0,null,null,2617.5962500000001,0,0,null,null,2754.1102499999997,0,0]
[227,"KOYNA-I",1,"1962-05-16",70,"MAHARASHTRA","STATE","MAHAGENCO","HYDRO"]
[227,"KOYNA-I",2,"1962-08-02",70,"MAHARASHTRA","STATE","MAHAGENCO","HYDRO"]
[227,"KOYNA-I",3,"1963-01-28",70,"MAHARASHTRA","STATE","MAHAGENCO","HYDRO"]
[227,"KOYNA-I",4,"1963-02-28",70,"MAHARASHTRA","STATE","MAHAGENCO","HYDRO"]
[227,"KOYNA-II",5,"1967-06-30",80,"MAHARASHTRA","STATE","MAHAGENCO","HYDRO"]
[227,"KOYNA-II",6,"1966-11-28",80,"MAHARASHTRA","STATE","MAHAGENCO","HYDRO"]
[227,"KOYNA-II",7,"1966-06-22",80,"MAHARASHTRA","STATE","MAHAGENCO","HYDRO"]
[227,"KOYNA-II",8,"1966-03-23",80,"MAHARASHTRA","STATE","MAHAGENCO","HYDRO"]
[227,"KOYNA-III",9,"1975-06-07",80,"MAHARASHTRA","STATE","MAHAGENCO","HYDRO"]
[227,"KOYNA-III",10,"1975-01-11",80,"MAHARASHTRA","STATE","MAHAGENCO","HYDRO"]
[227,"KOYNA-III",11,"1977-03-05",80,"MAHARASHTRA","STATE","MAHAGENCO","HYDRO"]
[227,"KOYNA-III",12,"1978-02-10",80,"MAHARASHTRA","STATE","MAHAGENCO","HYDRO"]
[227,"KOYNA DPH",13,"1980-10-03",18,"MAHARASHTRA","STATE","MAHAGENCO","HYDRO"]
[227,"KOYNA DPH",14,"1981-03-16",18,"MAHARASHTRA","STATE","MAHAGENCO","HYDRO"]
[227,"KOYNA-IV",15,"2000-03-28",250,"MAHARASHTRA","STATE","MAHAGENCO","HYDRO"]
[227,"KOYNA-IV",16,"2000-03-03",250,"MAHARASHTRA","STATE","MAHAGENCO","HYDRO"]
[227,"KOYNA-IV",17,"1999-11-25",250,"MAHARASHTRA","STATE","MAHAGENCO","HYDRO"]
[227,"KOYNA-IV",18,"1999-10-07",250,"MAHARASHTRA","STATE","MAHAGENCO","HYDRO"]
[228,"KUDGI",0,null,2400,"KARNATAKA","CENTER","NTPC","THERMAL","COAL","OIL",null,null,null,null,null,null,null,null,null,null,24.151774999999997,20529.008749999997,0.85,1,null,3249,2897688.344702445,0.89187083555015234,1,null,6970,6018284.2607144937,0.86345541760609656,1]
[228,"KUDGI",1,"2016-12-25",800,"KARNATAKA","CENTER","NTPC","THERMAL","COAL","OIL",null,null,null,null,null,null,null,null,null,null,24.151774999999997,20529.008749999997,0.85,null,1,1583.291054739653,1410974.613679426,0.89116565741694176,null,1,2323.333333333333,2006094.7535714975,0.86345541760609656,null,1]
[228,"KUDGI",2,"2017-03-23",800,"KARNATAKA","CENTER","NTPC","THERMAL","COAL","OIL",null,null,null,null,null,null,null,null,null,null,0,0,0,null,1,1583.291054739653,1410974.613679426,0.89116565741694176,null,1,2323.333333333333,2006094.7535714975,0.86345541760609656,null,1]
[228,"KUDGI",3,"2018-03-12",800,"KARNATAKA","CENTER","NTPC","THERMAL","COAL","OIL",null,null,null,null,null,null,null,null,null,null,null,null,null,null,null,82.417890520694257,73447.993588792029,0.89116565741694176,null,1,2323.333333333333,2006094.7535714975,0.86345541760609656,null,1]
[229,"KULHAL",0,null,30,"UTTARAKHAND","STATE","UJVNL","HYDRO",null,null,155.3792,0,0,null,null,138.2851,0,0,null,null,121.589,0,0,null,null,123.35015,0,0,null,null,145.81725,0,0]
[229,"KULHAL",1,"1975-04-11",10,"UTTARAKHAND","STATE","UJVNL","HYDRO"]
[229,"KULHAL",2,"1975-09-26",10,"UTTARAKHAND","STATE","UJVNL","HYDRO"]
[229,"KULHAL",3,"1975-12-24",10,"UTTARAKHAND","STATE","UJVNL","HYDRO"]
[230,"KUNDAH I-V",0,null,555,"TAMIL NADU","STATE","TNEB","HYDRO",null,null,1542.9166500000001,0,0,null,null,1365.5778,0,0,null,null,811.53195000000005,0,0,null,null,802.19884999999999,0,0,null,null,1600.94505,0,0]
[230,"KUNDAH-I",1,"1960-07-08",20,"TAMIL NADU","STATE","TNEB","HYDRO"]
[230,"KUNDAH-I",2,"1960-07-21",20,"TAMIL NADU","STATE","TNEB","HYDRO"]
[230,"KUNDAH-I",3,"1964-04-01",20,"TAMIL NADU","STATE","TNEB","HYDRO"]
[230,"KUNDAH-II",4,"1960-10-31",35,"TAMIL NADU","STATE","TNEB","HYDRO"]
[230,"KUNDAH-II",5,"1961-01-19",35,"TAMIL NADU","STATE","TNEB","HYDRO"]
[230,"KUNDAH-II",6,"1961-05-02",35,"TAMIL NADU","STATE","TNEB","HYDRO"]
[230,"KUNDAH-II",7,"1961-06-16",35,"TAMIL NADU","STATE","TNEB","HYDRO"]
[230,"KUNDAH-II",8,"1964-02-26",35,"TAMIL NADU","STATE","TNEB","HYDRO"]
[230,"KUNDAH-III",9,"1965-04-07",60,"TAMIL NADU","STATE","TNEB","HYDRO"]
[230,"KUNDAH-III",10,"1965-06-11",60,"TAMIL NADU","STATE","TNEB","HYDRO"]
[230,"KUNDAH-III",11,"1978-02-18",60,"TAMIL NADU","STATE","TNEB","HYDRO"]
[230,"KUNDAH-IV",12,"1966-05-12",50,"TAMIL NADU","STATE","TNEB","HYDRO"]
[230,"KUNDAH-IV",13,"1978-09-09",50,"TAMIL NADU","STATE","TNEB","HYDRO"]
[230,"KUNDAH-V",14,"1964-10-30",20,"TAMIL NADU","STATE","TNEB","HYDRO"]
[230,"KUNDAH-V",15,"1988-09-28",20,"TAMIL NADU","STATE","TNEB","HYDRO"]
[231,"KUNDANKULAM",0,null,2000,"TAMIL NADU","CENTER","NPC","NUCLEAR","NUCLEAR",null,3875.3231500000002,0,0,null,null,2027,0,0,null,null,5724.02,0,0,null,null,7894.4,0,0,null,null,5562.31,0,0]
[231,"KUNDANKULAM",1,"2014-12-31",1000,"TAMIL NADU","CENTER","NPC","NUCLEAR","NUCLEAR",null,3875.3231500000002,0,0,null,1,2027,0,0,null,1,5724.02,0,0,null,1,3947.1999999999994,0,0,null,1,2781.1550000000007,0,0,null,1]
[231,"KUNDANKULAM",2,"2017-03-31",1000,"TAMIL NADU","CENTER","NPC","NUCLEAR","NUCLEAR",null,null,null,null,null,null,null,null,null,null,null,0,0,0,null,1,3947.1999999999994,0,0,null,1,2781.1550000000007,0,0,null,1]
[232,"KUNDARKI TPP",0,null,90,"UTTAR PRADESH","PVT","BAJAJ ENERGY PVT","THERMAL","COAL","OIL",483.04300000000001,634334.61731761368,1.3132052784485309,1,null,336.85399999999998,428009.08231655782,1.2706070948142456,1,null,418.96,516582.18326931918,1.2330107486856003,1,null,173.23400000000001,194436.21060917064,1.1223905850420277,1,null,184.24080000000001,223091.36821388412,1.2108684298694106,1]
[232,"KUNDARKI TPP",1,"2012-01-10",45,"UTTAR PRADESH","PVT","BAJAJ ENERGY PVT","THERMAL","COAL","OIL",258.37585507616245,339300.53670966916,1.3132052784485309,null,1,168.57814516930273,214196.58728274188,1.2706070948142456]
[232,"KUNDARKI TPP",2,"2012-02-29",45,"UTTAR PRADESH","PVT","BAJAJ ENERGY PVT","THERMAL","COAL","OIL",224.66714492383753,295034.08060794446,1.3132052784485309,null,1,168.2758548306972,213812.49503381591,1.2706070948142456]
[233,"KUTCH LIG.",0,null,290,"GUJARAT","STATE","GSECL","THERMAL","LIGN","OIL",1393.8789999999999,2027944.2582544596,1.4548926113776444,1,null,1375.348,2055150.3960719649,1.494276645672197,1,null,1259.123,1972842.0992850068,1.5668382670199867,1,null,1090.75,1721835.7919842657,1.5785796855230489,1,null,995.62099999999998,1629525.2126707658,1.636692288200797,1]
[233,"KUTCH LIG.",1,"1990-09-03",70,"GUJARAT","STATE","GSECL","THERMAL","LIGN","OIL"]
[233,"KUTCH LIG.",2,"1991-03-25",70,"GUJARAT","STATE","GSECL","THERMAL","LIGN","OIL"]
[233,"KUTCH LIG.",3,"1997-04-02",75,"GUJARAT","STATE","GSECL","THERMAL","LIGN","OIL"]
[233,"KUTCH LIG.",4,"2009-12-19",75,"GUJARAT","STATE","GSECL","THERMAL","LIGN","OIL"]
[234,"KUTHUNGAL",0,null,21,"KERALA","PVT","INDSIL","HYDRO",null,null,"-",0,0,null,null,"-",0,0,null,null,"-",0,0,null,null,"-",0,0,null,null,"-",0,0]
[234,"KUTHUNGAL",1,"2001-06-01",7,"KERALA","PVT","INDSIL","HYDRO",null,null,"-",null,null,null,null,"-",null,null,null,null,"-",null,null,null,null,"-",null,null,null,null,"-"]
[234,"KUTHUNGAL",2,"2001-06-01",7,"KERALA","PVT","INDSIL","HYDRO",null,null,"-",null,null,null,null,"-",null,null,null,null,"-",null,null,null,null,"-",null,null,null,null,"-"]
[234,"KUTHUNGAL",3,"2001-06-01",7,"KERALA","PVT","INDSIL","HYDRO",null,null,"-",null,null,null,null,"-",null,null,null,null,"-",null,null,null,null,"-",null,null,null,null,"-"]
[235,"KUTTALAM GT",0,null,101,"TAMIL NADU","STATE","TNEB","THERMAL","GAS","n/a",452.52699999999999,227444.48379763059,0.50260975322495804,1,null,518.84400000000005,255454.64795107636,0.49235347802244284,1,null,335.92700000000002,189232.02222001666,0.56331292876135786,1,null,309.54899999999998,181511.74477814685,0.58637483816179947,1,null,656.53200000000004,305023.08330402797,0.46459743516542679,1]
[235,"KUTTALAM GT",1,"2003-11-27",64,"TAMIL NADU","STATE","TNEB","THERMAL","GAS","n/a"]
[235,"KUTTALAM GT",2,"2004-03-24",37,"TAMIL NADU","STATE","TNEB","THERMAL","GAS","n/a"]
[236,"KUTTIADI ",0,null,125,"KERALA","STATE","KSEB","HYDRO",null,null,736.76765,0,0,null,null,556.44380000000001,0,0,null,null,325.60380000000004,0,0,null,null,427.96940000000001,0,0,null,null,420.99444999999997,0,0]
[236,"KUTTIADI",1,"1972-09-11",25,"KERALA","STATE","KSEB","HYDRO"]
[236,"KUTTIADI",2,"1972-11-01",25,"KERALA","STATE","KSEB","HYDRO"]
[236,"KUTTIADI",3,"1972-11-28",25,"KERALA","STATE","KSEB","HYDRO"]
[236,"KUTTIADI EXTN.",4,"2001-01-27",50,"KERALA","STATE","KSEB","HYDRO"]
[237,"KUTTIYADI Add ext",0,null,100,"KERALA","STATE","KSEB","HYDRO",null,null,0,0,0,null,null,18.715949999999999,0,0,null,null,150.7226,0,0,null,null,170.08529999999999,0,0,null,null,268.91864999999996,0,0]
[237,"KUTTIYADI Add ext",1,"2010-05-25",50,"KERALA","STATE","KSEB","HYDRO"]
[237,"KUTTIYADI Add ext",2,"2010-09-23",50,"KERALA","STATE","KSEB","HYDRO"]
[238,"KYREDEMKULAI",0,null,60,"MEGHALAYA","STATE","MEGEB","HYDRO",null,null,112.53449999999999,0,0,null,null,116.92245,0,0,null,null,64.963550000000012,0,0,null,null,131.51910000000001,0,0,null,null,134.16579999999999,0,0]
[238,"KYREDEMKULAI",1,"1979-01-26",30,"MEGHALAYA","STATE","MEGEB","HYDRO"]
[238,"KYREDEMKULAI",2,"1979-03-30",30,"MEGHALAYA","STATE","MEGEB","HYDRO"]
[239,"LAKWA GT",0,null,211.95500000000001,"ASSAM","STATE","APGCL","THERMAL","GAS","DISL",855.34282499999995,594315.23093727301,0.6948269320401127,1,null,870.2,594875.03073394613,0.68360725205004147,1,null,823.29750100000001,548922.21705302794,0.66673616327790597,1,null,614.44298800000001,480630.55321726401,0.78222156099739559,1,null,840.55863790000001,520254.02883917541,0.61893841236221914,1]
[239,"LAKWA GT",1,"1983-07-30",0,"ASSAM","STATE","APGCL","THERMAL","GAS","DISL"]
[239,"LAKWA GT",2,"1981-04-26",15,"ASSAM","STATE","APGCL","THERMAL","GAS","DISL"]
[239,"LAKWA GT",3,"1981-08-02",15,"ASSAM","STATE","APGCL","THERMAL","GAS","DISL"]
[239,"LAKWA GT",4,"1986-11-28",15,"ASSAM","STATE","APGCL","THERMAL","GAS","DISL"]
[239,"LAKWA GT",5,"1994-01-03",20,"ASSAM","STATE","APGCL","THERMAL","GAS","DISL"]
[239,"LAKWA GT",6,"1994-07-26",20,"ASSAM","STATE","APGCL","THERMAL","GAS","DISL"]
[239,"LAKWA GT",7,"1999-05-24",20,"ASSAM","STATE","APGCL","THERMAL","GAS","DISL"]
[239,"LAKWA GT WHR",8,"2011-09-01",37.200000000000003,"ASSAM","STATE","APGCL","THERMAL","GAS","DISL"]
[239,"LAKWA GT (Ph-II)",9,"2018-04-26",9.9649999999999999,"ASSAM","STATE","APGCL","THERMAL","GAS","DISL",null,null,null,null,null,null,null,null,null,null,null,null,null,null,null,null,null,null,null,null,60.365920000000003,37362.786685584731,0.61893841236221914,null,1]
[239,"LAKWA GT (Ph-II)",10,"2018-04-26",9.9649999999999999,"ASSAM","STATE","APGCL","THERMAL","GAS","DISL",null,null,null,null,null,null,null,null,null,null,null,null,null,null,null,null,null,null,null,null,48.972430000000003,30310.918073719913,0.61893841236221914,null,1]
[239,"LAKWA GT (Ph-II)",11,"2018-04-26",9.9649999999999999,"ASSAM","STATE","APGCL","THERMAL","GAS","DISL",null,null,null,null,null,null,null,null,null,null,null,null,null,null,null,null,null,null,null,null,59.929369999999999,37092.589121668003,0.61893841236221914,null,1]
[239,"LAKWA GT (Ph-II)",12,"2018-04-26",9.9649999999999999,"ASSAM","STATE","APGCL","THERMAL","GAS","DISL",null,null,null,null,null,null,null,null,null,null,null,null,null,null,null,null,null,null,null,null,58.970500000000001,36499.107646206241,0.61893841236221914,null,1]
[239,"LAKWA GT (Ph-II)",13,"2018-04-26",9.9649999999999999,"ASSAM","STATE","APGCL","THERMAL","GAS","DISL",null,null,null,null,null,null,null,null,null,null,null,null,null,null,null,null,null,null,null,null,58.227159999999998,36039.025966760913,0.61893841236221914,null,1]
[239,"LAKWA GT (Ph-II)",14,"2018-04-26",9.9649999999999999,"ASSAM","STATE","APGCL","THERMAL","GAS","DISL",null,null,null,null,null,null,null,null,null,null,null,null,null,null,null,null,null,null,null,null,57.88109,35824.829950394713,0.61893841236221914,null,1]
[239,"LAKWA GT (Ph-II)",15,"2018-04-26",9.9649999999999999,"ASSAM","STATE","APGCL","THERMAL","GAS","DISL",null,null,null,null,null,null,null,null,null,null,null,null,null,null,null,null,null,null,null,null,56.317619999999998,34857.138310818758,0.61893841236221914,null,1]
[240,"LARA",0,null,800,"CHATTISGARH","CENTER","NTPC","THERMAL","COAL","OIL",null,null,null,null,null,null,null,null,null,null,null,null,null,null,null,0,0,0,1,null,249.10722500000003,211741.14125000002,0.85,1]
[240,"LARA",1,"2018-03-23",800,"CHHATISGARH","CENTER","NTPC","THERMAL","COAL","OIL",null,null,null,null,null,null,null,null,null,null,null,null,null,null,null,0,0,0,null,1,249.10722500000003,211741.14125000002,0.85,null,1]
[241,"LARGI",0,null,126,"HIMACHAL","STATE","HPSEB","HYDRO",null,null,606.64155000000005,0,0,null,null,653.56574999999998,0,0,null,null,608.60169999999994,0,0,null,null,609.29819999999995,0,0,null,null,590.89070000000004,0,0]
[241,"LARGI",1,"2006-12-27",42,"HIMACHAL","STATE","HPSEB","HYDRO"]
[241,"LARGI",2,"2006-09-24",42,"HIMACHAL","STATE","HPSEB","HYDRO"]
[241,"LARGI",3,"2006-09-03",42,"HIMACHAL","STATE","HPSEB","HYDRO"]
[242,"LALITPUR TPP",0,null,1980,"UTTAR PRADESH","PVT","LALITPUR P GEN CO LTD","THERMAL","COAL","OIL",null,null,null,null,null,495.63,669755.94441172213,1.3513224470103145,1,null,3741.87,3670379.3087499887,0.98089439471440454,1,null,8072.02,7475684.3317024717,0.92612311809218395,1,null,5127.4880000000003,4667946.2124636322,0.91037681852471075,1]
[242,"LALITPUR TPP",1,"2015-06-09",660,"UTTAR PRADESH","PVT","LALITPUR P GEN CO LTD","THERMAL","COAL","OIL",null,null,null,null,null,430.91158789796316,612417.09167701483,1.4212128633264578,null,1,1830.5002428920038,1795527.4277761225,0.98089439471440454,null,1,2515.79,2346665.3151514772,0.93277472092323965,null,1,1619.6325895132406,1475100.7372695329,0.91037681852471075,null,1]
[242,"LALITPUR TPP",2,"2015-12-23",660,"UTTAR PRADESH","PVT","LALITPUR P GEN CO LTD","THERMAL","COAL","OIL",null,null,null,null,null,64.530562092149495,53205.297718885195,0.82449766426810522,null,1,1086.5819601611715,1065822.1541198837,0.98089439471440454,null,1,2912.17,2690192.3833772512,0.92377587276060502,null,1,1435.9435157066528,1307406.2763409363,0.91037681852471075,null,1]
[242,"LALITPUR TPP",3,"2016-03-30",660,"UTTAR PRADESH","PVT","LALITPUR P GEN CO LTD","THERMAL","COAL","OIL",null,null,null,null,null,0.18785000988728495,4133.5549738991995,22.00455020672846,null,1,824.78779694682487,809029.72685398301,0.98089439471440454,null,1,2644.06,2438826.6331737442,0.92237945930642429,null,1,2071.9118947801071,1885439.1988531633,0.91037681852471075,null,1]
[243,"LEIMAKHONG DG",0,null,36,"MANIPUR","STATE","MPDC","THERMAL","DISL","n/a",0,0,0,1,null,0,0,0,1,null,0,0,0,1,null,0,0,0,1,null,0,0,0,1]
[243,"LEIMAKHONG DG",1,"1985-04-01",6,"MANIPUR","STATE","MPDC","THERMAL","DISL","n/a"]
[243,"LEIMAKHONG DG",2,"2002-03-23",6,"MANIPUR","STATE","MPDC","THERMAL","DISL","n/a"]
[243,"LEIMAKHONG DG",3,"2002-03-23",6,"MANIPUR","STATE","MPDC","THERMAL","DISL","n/a"]
[243,"LEIMAKHONG DG",4,"2002-03-23",6,"MANIPUR","STATE","MPDC","THERMAL","DISL","n/a"]
[243,"LEIMAKHONG DG",5,"2002-03-23",6,"MANIPUR","STATE","MPDC","THERMAL","DISL","n/a"]
[243,"LEIMAKHONG DG",6,"2002-03-23",6,"MANIPUR","STATE","MPDC","THERMAL","DISL","n/a"]
[244,"LIGANAMAKKI",0,null,55,"KARNATAKA","STATE","KPCL","HYDRO",null,null,254.98864999999998,0,0,null,null,118.34529999999999,0,0,null,null,105.1118,0,0,null,null,124.92225000000001,0,0,null,null,251.26734999999999,0,0]
[244,"LIGANAMAKKI",1,"1979-07-08",27.5,"KARNATAKA","STATE","KPCL","HYDRO"]
[244,"LIGANAMAKKI",2,"1980-03-15",27.5,"KARNATAKA","STATE","KPCL","HYDRO"]
[245,"LIKIM RO",0,null,24,"NAGALAND","STATE","NAGALAND","HYDRO",null,null,"-",0,0,null,null,"-",0,0,null,null,"-",0,0,null,null,"-",0,0,null,null,"-",0,0]
[245,"LIKIM RO",1,"2001-11-30",8,"NAGALAND","STATE","NAGALAND","HYDRO",null,null,"-",null,null,null,null,"-",null,null,null,null,"-",null,null,null,null,"-",null,null,null,null,"-"]
[245,"LIKIM RO",2,"2001-12-01",8,"NAGALAND","STATE","NAGALAND","HYDRO",null,null,"-",null,null,null,null,"-",null,null,null,null,"-",null,null,null,null,"-",null,null,null,null,"-"]
[245,"LIKIM RO",3,"2002-04-07",8,"NAGALAND","STATE","NAGALAND","HYDRO",null,null,"-",null,null,null,null,"-",null,null,null,null,"-",null,null,null,null,"-",null,null,null,null,"-"]
[246,"LOKTAK",0,null,105,"MANIPUR","CENTER","NHPC","HYDRO",null,null,370.57779999999997,0,0,null,null,533.95679999999993,0,0,null,null,737.3646500000001,0,0,null,null,833.55130000000008,0,0,null,null,599.59694999999999,0,0]
[246,"LOKTAK",1,"1983-05-29",35,"MANIPUR","CENTER","NHPC","HYDRO"]
[246,"LOKTAK",2,"1983-04-30",35,"MANIPUR","CENTER","NHPC","HYDRO"]
[246,"LOKTAK",3,"1983-05-13",35,"MANIPUR","CENTER","NHPC","HYDRO"]
[247,"LOWER JHELUM",0,null,105,"JAMMU & KASHMIR","STATE","JKEB","HYDRO",null,null,597.86564999999996,0,0,null,null,662.87895000000003,0,0,null,null,480.73424999999997,0,0,null,null,478.58504999999997,0,0,null,null,586.38335000000006,0,0]
[247,"LOWER JHELUM",1,"1978-02-11",35,"JAMMU & KASHMIR","STATE","JKEB","HYDRO"]
[247,"LOWER JHELUM",2,"1979-01-12",35,"JAMMU & KASHMIR","STATE","JKEB","HYDRO"]
[247,"LOWER JHELUM",3,"1979-11-08",35,"JAMMU & KASHMIR","STATE","JKEB","HYDRO"]
[248,"LOWER JURALA",0,null,240,"TELANGANA","STATE","TSGENCO","HYDRO",null,null,null,null,null,null,null,8.9351000000000003,0,0,null,null,175.45830000000001,0,0,null,null,204.87049999999999,0,0,null,null,152.54345000000001,0,0]
[248,"LOWER JURALA",1,"2015-10-14",40,"TELANGANA","STATE","TSGENCO","HYDRO",null,null,null,null,null,null,null,3.2473804301075271,0,0,null,1,34.320621382636659,0,0,null,1,34.145083333333339,0,0,null,1,25.423908333333333,0,0,null,1]
[248,"LOWER JURALA",2,"2015-09-30",40,"TELANGANA","STATE","TSGENCO","HYDRO",null,null,null,null,null,null,null,3.5163941935483871,0,0,null,1,34.320621382636659,0,0,null,1,34.145083333333339,0,0,null,1,25.423908333333333,0,0,null,1]
[248,"LOWER JURALA",3,"2016-01-04",40,"TELANGANA","STATE","TSGENCO","HYDRO",null,null,null,null,null,null,null,1.6717283870967743,0,0,null,1,34.320621382636659,0,0,null,1,34.145083333333339,0,0,null,1,25.423908333333333,0,0,null,1]
[248,"LOWER JURALA",4,"2016-03-05",40,"TELANGANA","STATE","TSGENCO","HYDRO",null,null,null,null,null,null,null,0.49959698924731183,0,0,null,1,34.320621382636659,0,0,null,1,34.145083333333339,0,0,null,1,25.423908333333333,0,0,null,1]
[248,"LOWER JURALA",5,"2016-08-20",40,"TELANGANA","STATE","TSGENCO","HYDRO",null,null,null,null,null,null,null,639.78499999999997,0,0,null,null,20.96848922829582,0,0,null,1,34.145083333333339,0,0,null,1,25.423908333333333,0,0,null,1]
[248,"LOWER JURALA",6,"2016-09-29",40,"TELANGANA","STATE","TSGENCO","HYDRO",null,null,null,null,null,null,null,159.94624999999999,0,0,null,null,17.207325241157555,0,0,null,1,34.145083333333339,0,0,null,1,25.423908333333333,0,0,null,1]
[249,"LOWER LAGYAP",0,null,12,"SIKKIM","STATE","SIKKIM","HYDRO",null,null,"-",0,0,null,null,"-",0,0,null,null,"-",0,0,null,null,"-",0,0,null,null,"-",0,0]
[249,"LOWER LAGYAP",1,"1979-09-01",6,"SIKKIM","STATE","SIKKIM","HYDRO",null,null,"-",null,null,null,null,"-",null,null,null,null,"-",null,null,null,null,"-",null,null,null,null,"-"]
[249,"LOWER LAGYAP",2,"1979-11-02",6,"SIKKIM","STATE","SIKKIM","HYDRO",null,null,"-",null,null,null,null,"-",null,null,null,null,"-",null,null,null,null,"-",null,null,null,null,"-"]
[250,"LOWER METTUR",0,null,120,"TAMIL NADU","STATE","TNEB","HYDRO",null,null,265.37644999999998,0,0,null,null,222.25315000000001,0,0,null,null,91.80865,0,0,null,null,131.29024999999999,0,0,null,null,219.2184,0,0]
[250,"LOWER METTUR  PH-1",1,"1988-08-11",15,"TAMIL NADU","STATE","TNEB","HYDRO"]
[250,"LOWER METTUR  PH-1",2,"1988-08-12",15,"TAMIL NADU","STATE","TNEB","HYDRO"]
[250,"LOWER METTUR  PH-2",3,"1988-08-26",15,"TAMIL NADU","STATE","TNEB","HYDRO"]
[250,"LOWER METTUR  PH-2",4,"1988-08-27",15,"TAMIL NADU","STATE","TNEB","HYDRO"]
[250,"LOWER METTUR  PH-3",5,"1988-01-04",15,"TAMIL NADU","STATE","TNEB","HYDRO"]
[250,"LOWER METTUR  PH-3",6,"1987-09-30",15,"TAMIL NADU","STATE","TNEB","HYDRO"]
[250,"LOWER METTUR  PH-4",7,"1989-09-18",15,"TAMIL NADU","STATE","TNEB","HYDRO"]
[250,"LOWER METTUR  PH-4",8,"1988-12-28",15,"TAMIL NADU","STATE","TNEB","HYDRO"]
[251,"LOWER PERIYAR",0,null,180,"KERALA","STATE","KSEB","HYDRO",null,null,574.26424999999995,0,0,null,null,508.16640000000001,0,0,null,null,305.69385,0,0,null,null,505.20129999999995,0,0,null,null,522.55409999999995,0,0]
[251,"LOWER PERIYAR",1,"1997-09-27",60,"KERALA","STATE","KSEB","HYDRO"]
[251,"LOWER PERIYAR",2,"1997-10-22",60,"KERALA","STATE","KSEB","HYDRO"]
[251,"LOWER PERIYAR",3,"1997-11-28",60,"KERALA","STATE","KSEB","HYDRO"]
[252,"LOWER SILERU",0,null,460,"ANDHRA PRADESH","STATE","APGENCO","HYDRO",null,null,1280.67445,0,0,null,null,1226.9743000000001,0,0,null,null,827.7405,0,0,null,null,1104.2211500000001,0,0,null,null,1088.5897,0,0]
[252,"LOWER SILERU",1,"1976-03-24",115,"TELANGANA","STATE","APGENCO","HYDRO"]
[252,"LOWER SILERU",2,"1976-10-07",115,"TELANGANA","STATE","APGENCO","HYDRO"]
[252,"LOWER SILERU",3,"1977-11-08",115,"TELANGANA","STATE","APGENCO","HYDRO"]
[252,"LOWER SILERU",4,"1978-06-13",115,"TELANGANA","STATE","APGENCO","HYDRO"]
[253,"LVS POWER DG",0,null,36.799999999999997,"ANDHRA PRADESH","PVT","LVS POWER","THERMAL","DISL","n/a",0,0,0,1,null,0,0,0,1,null,0,0,0,1,null,0,0,0,1,null,0,0,0,1]
[253,"LVS POWER DG",1,"2001-10-18",18.399999999999999,"ANDHRA PRADESH","PVT","LVS POWER","THERMAL","DISL","n/a"]
[253,"LVS POWER DG",2,"2001-10-18",18.399999999999999,"ANDHRA PRADESH","PVT","LVS POWER","THERMAL","DISL","n/a"]
[254,"M.A.P.P.",0,null,440,"TAMIL NADU","CENTER","NPC","NUCLEAR","NUCLEAR",null,2356.63,0,0,null,null,2927,0,0,null,null,2916.67,0,0,null,null,2704.38,0,0,null,null,1367.91,0,0]
[254,"M.A.P.P.",1,"1983-07-23",220,"TAMIL NADU","CENTER","NPC","NUCLEAR","NUCLEAR"]
[254,"M.A.P.P.",2,"1985-09-20",220,"TAMIL NADU","CENTER","NPC","NUCLEAR","NUCLEAR"]
[255,"MACHKUND",0,null,114.75,"ORISSA","STATE","APGENCO","HYDRO",null,null,517.1910499999999,0,0,null,null,475.08265,0,0,null,null,696.80844999999999,0,0,null,null,465.36150000000004,0,0,null,null,590.71159999999998,0,0]
[255,"MACHKUND",1,"1955-08-14",17,"ORISSA","STATE","APGENCO","HYDRO"]
[255,"MACHKUND",2,"1955-12-12",17,"ORISSA","STATE","APGENCO","HYDRO"]
[255,"MACHKUND",3,"1956-06-26",17,"ORISSA","STATE","APGENCO","HYDRO"]
[255,"MACHKUND",4,"1959-01-15",21.25,"ORISSA","STATE","APGENCO","HYDRO"]
[255,"MACHKUND",5,"1959-08-07",21.25,"ORISSA","STATE","APGENCO","HYDRO"]
[255,"MACHKUND",6,"1959-08-08",21.25,"ORISSA","STATE","APGENCO","HYDRO"]
[256,"MADHAVAMANTRI",0,null,4.5,"KARNATAKA","PVT","BHORUKA","HYDRO",null,null,"-",0,0,null,null,"-",0,0,null,null,"-",0,0,null,null,"-",0,0,null,null,"-",0,0]
[256,"MADHAVAMANTRI",1,"2003-03-31",1.5,"KARNATAKA","PVT","BHORUKA","HYDRO",null,null,"-",null,null,null,null,"-",null,null,null,null,"-",null,null,null,null,"-",null,null,null,null,"-"]
[256,"MADHAVAMANTRI",2,"2003-03-31",1.5,"KARNATAKA","PVT","BHORUKA","HYDRO",null,null,"-",null,null,null,null,"-",null,null,null,null,"-",null,null,null,null,"-",null,null,null,null,"-"]
[256,"MADHAVAMANTRI",3,"2003-03-31",1.5,"KARNATAKA","PVT","BHORUKA","HYDRO",null,null,"-",null,null,null,null,"-",null,null,null,null,"-",null,null,null,null,"-",null,null,null,null,"-"]
[257,"MADHIKHEDA",0,null,60,"MADHYA PRADESH","STATE","MPGCL","HYDRO",null,null,96.674199999999999,0,0,null,null,91.69919999999999,0,0,null,null,146.47395,0,0,null,null,22.407399999999999,0,0,null,null,88.545049999999989,0,0]
[257,"MADHIKHEDA",1,"2006-08-28",20,"MADHYA PRADESH","STATE","MPGCL","HYDRO"]
[257,"MADHIKHEDA",2,"2006-09-09",20,"MADHYA PRADESH","STATE","MPGCL","HYDRO"]
[258,"MAHADEV PRASAD STPP",0,null,540,"JHARKHAND","PVT","Adahunik power","THERMAL","COAL","OIL",1999.65,2024572.9188220538,1.0124636405481229,1,null,2663.47,2547836.4606651771,0.95658537947308475,1,null,2975.66,2951829.762553242,0.99199161280295534,1,null,2662.47,2624008.228990233,0.98555410163879154,1,null,2657.1320000000001,2637750.3031440922,0.99270578320689085,1]
[258,"MAHADEV PRASAD STPP",1,"2012-11-19",270,"JHARKHAND","PVT","Adahunik power","THERMAL","COAL","OIL",1113.49,1101005.01247601,0.98878751715418201,null,1,1518.66,1449967.9217580149,0.95476796765438932,null,1]
[258,"MAHADEV PRASAD STPP",2,"2013-03-29",270,"JHARKHAND","PVT","Adahunik power","THERMAL","COAL","OIL",886.16,923567.90634604357,1.0422134900537643,null,1,1144.81,1097868.5389071617,0.95899628663897218,null,1]
[259,"MAHAN TPP",0,null,1200,"MADHYA PRADESH","PVT","BPSCL","THERMAL","COAL","OIL",468.36,518042.83569484559,1.1060783066334563,1,null,0,0,0,1,null,2430.38,2518535.9263779391,1.0362724867625388,1,null,2716,2759228.4284072244,1.0159162107537645,1,null,2991,3039789.0649494296,1.0163119575223771,1]
[259,"MAHAN TPP",1,"2013-02-24",600,"MADHYA PRADESH","PVT","BPSCL","THERMAL","COAL","OIL",468.36,518042.83569484559,1.1060783066334563,null,1,0,0,0,null,1,null,null,null,null,null,2716,2759228.4284072244,1.0159162107537645,null,null,2642.6692546583854,2665336.9182299529,1.008577563587123]
[259,"MAHAN TPP",2,"2018-10-07",600,"MADHYA PRADESH","PVT","BPSCL","THERMAL","COAL","OIL",null,null,null,null,null,null,null,null,null,null,null,null,null,null,null,null,null,null,null,null,348.33074534161489,374452.14659050619,1.0749902258075827,null,1]
[260,"MAHATMA GANDHI TPP",0,null,1320,"HARYANA","PVT","JHAJJAR POWER LTD","THERMAL","COAL","OIL",6147.8,5469545.8550760457,0.8896753074394167,1,null,4638.57,4132910.1001623049,0.89098797693304299,1,null,2709.41,2565782.1028705183,0.94698923487789533,1,null,6889.57,6138870.1245231787,0.89103821058834998,1,null,6435.09,5809117.8552926108,0.90272519192312939,1]
[260,"MAHATMA GANDHI TPP",1,"2012-01-12",660,"HARYANA","PVT","JHAJJAR POWER LTD","THERMAL","COAL","OIL",2938.986734052366,2599736.3780117319,0.88456893931846181,null,1,2239.12,1979374.6179733414,0.88399666742887451]
[260,"MAHATMA GANDHI TPP",2,"2012-04-11",660,"HARYANA","PVT","JHAJJAR POWER LTD","THERMAL","COAL","OIL",3208.813265947635,2869809.4770643129,0.89435228516384024,null,1,2399.4499999999998,2153535.4821889643,0.89751213077537129]
[261,"MAHI BAJAJ I&II",0,null,140,"RAJASTHAN","STATE","RRVUNL","HYDRO",null,null,184.91079999999999,0,0,null,null,165.51824999999999,0,0,null,null,208.61169999999998,0,0,null,null,179.26914999999997,0,0,null,null,116.49459999999999,0,0]
[261,"MAHI BAJAJ-I",1,"1986-01-22",25,"RAJASTHAN","STATE","RRVUNL","HYDRO"]
[261,"MAHI BAJAJ-I",2,"1986-02-06",25,"RAJASTHAN","STATE","RRVUNL","HYDRO"]
[261,"MAHI BAJAJ-II",3,"1989-02-15",45,"RAJASTHAN","STATE","RRVUNL","HYDRO"]
[261,"MAHI BAJAJ-II",4,"1989-09-27",45,"RAJASTHAN","STATE","RRVUNL","HYDRO"]
[262,"MAITHON",0,null,63.2,"BIHAR","CENTER","DVC","HYDRO",null,null,137.34979999999999,0,0,null,null,107.00230000000001,0,0,null,null,121.41985,0,0,null,null,113.83795000000001,0,0,null,null,100.8532,0,0]
[262,"MAITHON",1,"1957-10-28",20,"BIHAR","CENTER","DVC","HYDRO"]
[262,"MAITHON",2,"1958-05-21",20,"BIHAR","CENTER","DVC","HYDRO"]
[262,"MAITHON",3,"1958-12-12",23.2,"BIHAR","CENTER","DVC","HYDRO"]
[263,"MAITHON GT",0,null,0,"JHARKHAND","CENTER","DVC","THERMAL","DISL","n/a",0,0,0,1,null,0,0,0,1,null,null,0,0,1,null,null,0,0,1,null,0,0,0,1]
[263,"MAITHON GT",1,"1989-03-08",0,"JHARKHAND","CENTER","DVC","THERMAL","DISL","n/a"]
[263,"MAITHON GT",2,"1989-03-13",0,"JHARKHAND","CENTER","DVC","THERMAL","DISL","n/a"]
[263,"MAITHON GT",3,"1989-03-20",0,"JHARKHAND","CENTER","DVC","THERMAL","DISL","n/a"]
[264,"MAITHON RB TPP",0,null,1050,"JHARKHAND","PVT","DVC-TATA JV","THERMAL","COAL","OIL",6311,6032919.8790104697,0.95593723324520197,1,null,6780.1379999999999,6374001.9348680768,0.94009914471771472,1,null,6956.9830000000002,6624329.9147620434,0.95218428947749956,1,null,6997.9400000000005,6727552.3310423661,0.96136181948435762,1,null,6857.95,6576114.2811522903,0.95890379503383527,1]
[264,"MAITHON RB TPP",1,"2011-09-01",525,"JHARKHAND","PVT","DVC-TATA JV","THERMAL","COAL","OIL",3124.3415619389584,3007948.6013488984,0.96274640327166183,null,null,3390.0690000000004,3187000.9674340389,0.94009914471771472]
[264,"MAITHON RB TPP",2,"2012-07-24",525,"JHARKHAND","PVT","DVC-TATA JV","THERMAL","COAL","OIL",3186.6584380610411,3024972.7885093819,0.9492616944381278,null,1,3390.0690000000004,3187000.9674340389,0.94009914471771472,null,1]
[265,"MALANA",0,null,186,"HIMACHAL","PVT","MALANA","HYDRO",null,null,575.94580000000008,0,0,null,null,692.87819999999999,0,0,null,null,716.72835000000009,0,0,null,null,711.6040999999999,0,0,null,null,666.59029999999996,0,0]
[265,"MALANA",1,"2001-07-05",43,"HIMACHAL","PVT","MALANA","HYDRO"]
[265,"MALANA",2,"2001-07-09",43,"HIMACHAL","PVT","MALANA","HYDRO"]
[265,"MALANA",3,"2011-08-06",50,"HIMACHAL","PVT","MALANA","HYDRO",null,null,null,null,null,null,"CDM#6318",null,null,null,null,"CDM#6318",null,null,null,null,"CDM#6318",null,null,null,null,"CDM#6318",null,null,null,null,"CDM#6318"]
[265,"MALANA",4,"2011-08-14",50,"HIMACHAL","PVT","MALANA","HYDRO",null,null,null,null,null,null,"CDM#6318",null,null,null,null,"CDM#6318",null,null,null,null,"CDM#6318",null,null,null,null,"CDM#6318",null,null,null,null,"CDM#6318"]
[266,"MALLARPUR",0,null,9,"KARNATAKA","STATE","KPCL","HYDRO",null,null,"-",0,0,null,null,"-",0,0,null,null,"-",0,0,null,null,"-",0,0,null,null,"-",0,0]
[266,"MALLARPUR",1,"1993-11-19",4.5,"KARNATAKA","STATE","KPCL","HYDRO",null,null,"-",null,null,null,null,"-",null,null,null,null,"-",null,null,null,null,"-",null,null,null,null,"-"]
[266,"MALLARPUR",2,"1994-03-31",4.5,"KARNATAKA","STATE","KPCL","HYDRO",null,null,"-",null,null,null,null,"-",null,null,null,null,"-",null,null,null,null,"-",null,null,null,null,"-"]
[267,"MANERI BHALI",0,null,394,"UTTARAKHAND","STATE","UJVNL","HYDRO",null,null,1261.7196999999999,0,0,null,null,1707.0120499999998,0,0,null,null,1592.92535,0,0,null,null,1663.0629000000001,0,0,null,null,1724.0762999999999,0,0]
[267,"MANERI BHALI",1,"1984-12-14",30,"UTTARAKHAND","STATE","UJVNL","HYDRO"]
[267,"MANERI BHALI",2,"1984-11-19",30,"UTTARAKHAND","STATE","UJVNL","HYDRO"]
[267,"MANERI BHALI",3,"1984-10-30",30,"UTTARAKHAND","STATE","UJVNL","HYDRO"]
[267,"MANERI BHALI",4,"2008-01-21",76,"UTTARAKHAND","STATE","UJVNL","HYDRO"]
[267,"MANERI BHALI",5,"2008-03-10",76,"UTTARAKHAND","STATE","UJVNL","HYDRO"]
[267,"MANERI BHALI",6,"2008-01-25",76,"UTTARAKHAND","STATE","UJVNL","HYDRO"]
[267,"MANERI BHALI",7,"2008-01-16",76,"UTTARAKHAND","STATE","UJVNL","HYDRO"]
[268,"MANGAON CCPP",0,null,388,"MAHARASHTRA","PVT","PGPL","THERMAL","GAS","n/a",null,null,null,null,null,null,null,null,null,null,208.9768,89860.02399999999,0.43,1,null,0,0,0,1,null,0,0,0,1]
[268," MANGAON CCPP ",1,"2016-07-14",388,"MAHARASHTRA","PVT","PGPL","THERMAL","GAS","n/a",null,null,null,null,null,null,null,null,null,null,208.9768,89860.02399999999,0.43,null,"CDM#9124",0,0,0,null,"CDM#9124",0,0,0,null,"CDM#9124"]
[269,"MANI DPH",0,null,9,"KARNATAKA","STATE","KPCL","HYDRO",null,null,"-",0,0,null,null,"-",0,0,null,null,"-",0,0,null,null,"-",0,0,null,null,"-",0,0]
[269,"MANI DPH",1,"1993-03-29",4.5,"KARNATAKA","STATE","KPCL","HYDRO",null,null,"-",null,null,null,null,"-",null,null,null,null,"-",null,null,null,null,"-",null,null,null,null,"-"]
[269,"MANI DPH",2,"1993-04-02",4.5,"KARNATAKA","STATE","KPCL","HYDRO",null,null,"-",null,null,null,null,"-",null,null,null,null,"-",null,null,null,null,"-",null,null,null,null,"-"]
[270,"MANIKDOH",0,null,6,"MAHARASHTRA","STATE","MAHAGENCO","HYDRO",null,null,"-",0,0,null,null,"-",0,0,null,null,"-",0,0,null,null,"-",0,0,null,null,"-",0,0]
[270,"MANIKDOH",1,"1996-11-01",6,"MAHARASHTRA","STATE","MAHAGENCO","HYDRO",null,null,"-",null,null,null,null,"-",null,null,null,null,"-",null,null,null,null,"-",null,null,null,null,"-"]
[271,"MANIYAR",0,null,12,"KERALA","PVT","Carborundum","HYDRO",null,null,"-",0,0,null,null,"-",0,0,null,null,"-",0,0,null,null,"-",0,0,null,null,"-",0,0]
[271,"MANIYAR",1,"1994-05-01",4,"KERALA","PVT","Carborundum","HYDRO",null,null,"-",null,null,null,null,"-",null,null,null,null,"-",null,null,null,null,"-",null,null,null,null,"-"]
[271,"MANIYAR",2,"1994-06-15",4,"KERALA","PVT","Carborundum","HYDRO",null,null,"-",null,null,null,null,"-",null,null,null,null,"-",null,null,null,null,"-",null,null,null,null,"-"]
[271,"MANIYAR",3,"1994-07-01",4,"KERALA","PVT","Carborundum","HYDRO",null,null,"-",null,null,null,null,"-",null,null,null,null,"-",null,null,null,null,"-",null,null,null,null,"-"]
[272,"MAQSOODPUR  IPP",0,null,90,"UTTAR PRADESH","PVT","BAJAJ ENERGY PVT","THERMAL","COAL","OIL",473.91,604148.60416514857,1.274817168165155,1,null,281.73,356752.39406677638,1.2662918186447178,1,null,378.68,479207.12984220363,1.2654672278499093,1,null,150.952,194259.7296124477,1.2868973555332006,1,null,126.4941,155130.36207645919,1.2263841718820021,1]
[272,"MAQSOODPUR  IPP",1,"2011-11-03",45,"UTTAR PRADESH","PVT","BAJAJ ENERGY PVT","THERMAL","COAL","OIL",250.71957719034205,319621.62139735679,1.274817168165155,null,null,136.13880927929051,172391.46039039918,1.2662918186447178]
[272,"MAQSOODPUR  IPP",2,"2012-01-21",45,"UTTAR PRADESH","PVT","BAJAJ ENERGY PVT","THERMAL","COAL","OIL",223.19042280965795,284526.98276779178,1.274817168165155,null,1,145.59119072070948,184360.9336763772,1.2662918186447178]
[273,"MARWA TPP",0,null,1000,"CHATTISGARH","STATE","CSPGCL","THERMAL","COAL","OIL",0,0,0,1,null,59.296764999999994,81676.567985678877,1.3774203025355412,1,null,2180.4290000000001,2312100.145287849,1.0603877242908846,1,null,5341.6390000000001,5182393.1517225448,0.97018783031248357,1,null,6053.26,5776582.9653271185,0.95429288768814124,1]
[273,"MARWA TPP",1,"2014-03-30",500,"CHATTISGARH","STATE","CSPGCL","THERMAL","COAL","OIL",0,0,0,null,1,59.169605000000004,79905.261789513315,1.3504444011332053,null,1,235.209,299743.62972027826,1.2743714301760487,null,1,2552.94,2477050.3771604225,0.97027363634101171,null,null,2765.24,2660177.0695967269,0.9620058546805077]
[273,"MARWA TPP",2,"2016-03-31",500,"CHATTISGARH","STATE","CSPGCL","THERMAL","COAL","OIL",null,null,null,null,null,0.12716000000000002,1771.3061961655499,13.929743599917815,null,1,1945.22,2012356.5155675709,1.0345135848734699,null,1,2788.6990000000001,2705342.7745621232,0.9701092783990396,null,1,3288.02,3116405.8957303911,0.9478062468386419,null,1]
[274,"MATATILLA",0,null,30.6,"UTTAR PRADESH","STATE","UPHPC","HYDRO",null,null,80.13730000000001,0,0,null,null,78.614950000000007,0,0,null,null,122.06660000000001,0,0,null,null,93.340949999999992,0,0,null,null,96.992599999999996,0,0]
[274,"MATATILLA",1,"1965-02-28",10.199999999999999,"UTTAR PRADESH","STATE","UPHPC","HYDRO"]
[274,"MATATILLA",2,"1965-06-30",10.199999999999999,"UTTAR PRADESH","STATE","UPHPC","HYDRO"]
[274,"MATATILLA",3,"1965-09-30",10.199999999999999,"UTTAR PRADESH","STATE","UPHPC","HYDRO"]
[275,"MEJA STPP",0,null,660,"UTTAR PRADESH","CENTER","JV NTPC &UPRVUNL","THERMAL","COAL","OIL",null,null,null,null,null,null,null,null,null,null,null,null,null,null,null,0,0,0,1,null,65.085350000000005,56624.25450000001,0.87,1]
[275,"MEJA STPP ",1,"2018-03-31",660,"UTTAR PRADESH ","CENTER","JV NTPC &UPRVUNL","THERMAL","COAL","OIL",null,null,null,null,null,null,null,null,null,null,null,null,null,null,null,0,0,0,null,1,65.085350000000005,56624.25450000001,0.87,null,1]
[276,"MEJIA",0,null,1340,"WEST BENGAL","CENTER","DVC","THERMAL","COAL","OIL",5521.9,5786314.6063999133,1.0478847147539641,1,null,5125.82,5349551.1075418005,1.0436478665934037,1,null,5716.32,6015463.273114779,1.0523314428014492,1,null,6345.2487000000001,6661842.1627622833,1.0498945711556245,1,null,6302.9549999999999,6442161.4753944911,1.0220859065937313,1]
[276,"MEJIA",1,"1995-12-21",210,"WEST BENGAL","CENTER","DVC","THERMAL","COAL","OIL",754.49,843747.44627642771,1.1183016955512037]
[276,"MEJIA",2,"1997-03-24",210,"WEST BENGAL","CENTER","DVC","THERMAL","COAL","OIL",749.97,829954.86543224787,1.106650753273128]
[276,"MEJIA",3,"1998-03-25",210,"WEST BENGAL","CENTER","DVC","THERMAL","COAL","OIL",558.94000000000005,605581.90662405861,1.0834470723584975]
[276,"MEJIA",4,"2004-10-12",210,"WEST BENGAL","CENTER","DVC","THERMAL","COAL","OIL",251.35,288469.04770555731,1.1476787257034307]
[276,"MEJIA",5,"2007-03-31",250,"WEST BENGAL","CENTER","DVC","THERMAL","COAL","OIL",1613.37,1627694.7555366599,1.0088787789141114]
[276,"MEJIA",6,"2007-10-01",250,"WEST BENGAL","CENTER","DVC","THERMAL","COAL","OIL",1593.75,1590866.6376755149,0.99819083148267596]
[277,"MEJIA TPS EXT",0,null,1000,"WEST BENGAL","CENTER","DVC","THERMAL","COAL","OIL",5111.95,4809160.0587461293,0.94076821149387801,1,null,5882.55,5531271.7193940692,0.94028469275978432,1,null,6189.11,5798477.699909728,0.93688392998504288,1,null,5101.2655999999997,4836212.9258766724,0.94804178121536598,1,null,5428.759,5139081.836530908,0.94664026097509724,1]
[277,"MEJIA TPS EXT",1,"2010-09-30",500,"WEST BENGAL","CENTER","DVC","THERMAL","COAL","OIL",2684.16,2509490.3600735995,0.93492577196351923,null,null,2608.65,2421275.7521966645,0.92817194801781167]
[277,"MEJIA TPS EXT",2,"2011-03-26",500,"WEST BENGAL","CENTER","DVC","THERMAL","COAL","OIL",2427.79,2299669.6986725293,0.947227601511057,null,null,3273.9,3109995.9671974066,0.94993615174483226]
[278,"MELAMARUTHUR (MUTHIARA)",0,null,1200,"TAMIL NADU","PVT","COASTAL ENERGEN","THERMAL","COAL","OIL",805.76,781587.2,0.97,1,null,2504.5300000000002,2429394.1,0.97,1,null,3482.79,3404524.8117964813,0.97752801971881209,1,null,3630,3553429.3094143746,0.97890614584418034,1,null,2980.5120000000002,2919378.1267294707,0.9794888014976858,1]
[278,"MELAMARUTHUR (MUTHIARA)",1,"2014-12-02",600,"TAMIL NADU","PVT","COASTAL ENERGEN","THERMAL","COAL","OIL",805.76,781587.2,0.97,null,1,2182.2600000000002,2116792.2000000002,0.97,null,1,2360.15,2301245.0975809856,0.97504188190622865,null,1,1149,1125272.4064419183,0.979349352865029,null,1,1200.3409999999999,1177385.2183342332,0.98087561645751775,null,1]
[278,"MELAMARUTHUR (MUTHIARA)",2,"2016-01-02",600,"TAMIL NADU","PVT","COASTAL ENERGEN","THERMAL","COAL","OIL",null,null,null,null,null,322.27,312601.90000000002,0.97,null,1,1122.6400000000001,1103279.7141345963,0.9827546801597985,null,1,2481,2428156.9029724561,0.97870088793730603,null,1,1780.171,1741992.9083952378,0.97855369422108196,null,1]
[279,"METTUR",0,null,840,"TAMIL NADU","STATE","TNEB","THERMAL","COAL","OIL",5697.3990000000003,6014668.5099914707,1.0556867282757396,1,null,5471.3280000000004,5499854.7016958706,1.005213853326993,1,null,5239.7030000000004,5336844.8538666749,1.0185395725419313,1,null,4666.6719999999996,4730345.1134288544,1.0136442229984999,1,null,5314.3360000000002,5389856.9576048199,1.0142107984148574,1]
[279,"METTUR",1,"1987-01-04",210,"TAMIL NADU","STATE","TNEB","THERMAL","COAL","OIL"]
[279,"METTUR",2,"1987-12-01",210,"TAMIL NADU","STATE","TNEB","THERMAL","COAL","OIL"]
[279,"METTUR",3,"1989-03-22",210,"TAMIL NADU","STATE","TNEB","THERMAL","COAL","OIL"]
[279,"METTUR",4,"1990-02-16",210,"TAMIL NADU","STATE","TNEB","THERMAL","COAL","OIL"]
[280,"METTUR DAM",0,null,250,"TAMIL NADU","STATE","TNEB","HYDRO",null,null,440.40690000000001,0,0,null,null,339.72284999999999,0,0,null,null,124.85260000000001,0,0,null,null,214.48220000000001,0,0,null,null,585.60725000000002,0,0]
[280,"METTUR DAM",1,"1937-06-13",12.5,"TAMIL NADU","STATE","TNEB","HYDRO"]
[280,"METTUR DAM",2,"1937-08-21",12.5,"TAMIL NADU","STATE","TNEB","HYDRO"]
[280,"METTUR DAM",3,"1938-01-21",12.5,"TAMIL NADU","STATE","TNEB","HYDRO"]
[280,"METTUR DAM",4,"1946-10-28",12.5,"TAMIL NADU","STATE","TNEB","HYDRO"]
[280,"METTUR DAM TUNNEL",5,"1965-08-16",50,"TAMIL NADU","STATE","TNEB","HYDRO"]
[280,"METTUR DAM TUNNEL",6,"1966-07-21",50,"TAMIL NADU","STATE","TNEB","HYDRO"]
[280,"METTUR DAM TUNNEL",7,"1966-07-21",50,"TAMIL NADU","STATE","TNEB","HYDRO"]
[280,"METTUR DAM TUNNEL",8,"1966-07-31",50,"TAMIL NADU","STATE","TNEB","HYDRO"]
[281,"METTUR TPS EXT",0,null,600,"TAMIL NADU","STATE","TNEB","THERMAL","COAL","OIL",2802.37,2700391.5771857146,0.96360993629881664,1,null,3674.16,3601008.4366568993,0.98009026189847459,1,null,3212.7,3705415.4957856294,1.1533649253853859,1,null,2273.06,2143992.6096387254,0.94321866102906449,1,null,2934.69,2819060.4950595046,0.96059907351696583,1]
[281,"METTUR TPS EXT",1,"2012-10-11",600,"TAMIL NADU","STATE","TNEB","THERMAL","COAL","OIL",2802.37,2700391.5771857146,0.96360993629881664,null,1,3674.16,3601008.4366568993,0.98009026189847459,null,1,null,null,null,null,null,null,null,null,null,null,2934.69,2819060.4950595046,0.96059907351696583]
[282,"MIHAN TPP",0,null,246,"MAHARASHTRA","PVT","ABHIJEET MADC E P. LTD","THERMAL","COAL","OIL",0,0,0,1,null,0,0,0,1,null,0,0,0,1,null,0,0,0,1,null,0,0,0,1]
[282,"MIHAN TPP",1,"2010-11-21",61.5,"MAHARASHTRA","PVT","ABHIJEET MADC E P. LTD","THERMAL","COAL","OIL",0,0,0,null,1,0,0,0]
[282,"MIHAN TPP",2,"2011-01-15",61.5,"MAHARASHTRA","PVT","ABHIJEET MADC E P. LTD","THERMAL","COAL","OIL",0,0,0,null,2,0,0,0]
[282,"MIHAN TPP",3,"2011-03-16",61.5,"MAHARASHTRA","PVT","ABHIJEET MADC E P. LTD","THERMAL","COAL","OIL",0,0,0,null,3,0,0,0]
[282,"MIHAN TPP",4,"2011-06-12",61.5,"MAHARASHTRA","PVT","ABHIJEET MADC E P. LTD","THERMAL","COAL","OIL",0,0,0,null,4,0,0,0]
[283,"MOBILE GAS T-G",0,null,0,"ASSAM","STATE","ASEB","THERMAL","GAS","n/a",0,0,0,1,null,0,0,0,1,null,null,0,0,1,null,null,0,0,1,null,0,0,0,1]
[283,"MOBILE GAS T-G",1,"1981-03-22",0,"ASSAM","STATE","ASEB","THERMAL","GAS","n/a",0]
[283,"MOBILE GAS T-G",2,"1982-03-23",0,"ASSAM","STATE","ASEB","THERMAL","GAS","n/a",0]
[284,"MOHAMAD PUR",0,null,9.3000000000000007,"UTTARAKHAND","STATE","UJVNL","HYDRO",null,null,"-",0,0,null,null,"-",0,0,null,null,"-",0,0,null,null,"-",0,0,null,null,"-",0,0]
[284,"MOHAMAD PUR",1,"1950-04-01",3.1,"UTTARAKHAND","STATE","UJVNL","HYDRO",null,null,"-",null,null,null,null,"-",null,null,null,null,"-",null,null,null,null,"-",null,null,null,null,"-"]
[284,"MOHAMAD PUR",2,"1950-05-01",3.1,"UTTARAKHAND","STATE","UJVNL","HYDRO",null,null,"-",null,null,null,null,"-",null,null,null,null,"-",null,null,null,null,"-",null,null,null,null,"-"]
[284,"MOHAMAD PUR",3,"1950-06-01",3.1,"UTTARAKHAND","STATE","UJVNL","HYDRO",null,null,"-",null,null,null,null,"-",null,null,null,null,"-",null,null,null,null,"-",null,null,null,null,"-"]
[285,"MOHARA",0,null,9,"JAMMU & KASHMIR","STATE","JKEB","HYDRO",null,null,"-",0,0,null,null,"-",0,0,null,null,"-",0,0,null,null,"-",0,0,null,null,"-",0,0]
[285,"MOHARA",1,"1962-06-30",4.5,"JAMMU & KASHMIR","STATE","JKEB","HYDRO",null,null,"-",null,null,null,null,"-",null,null,null,null,"-",null,null,null,null,"-",0,0,null,null,"-",0,0]
[285,"MOHARA",2,"1962-07-31",4.5,"JAMMU & KASHMIR","STATE","JKEB","HYDRO",null,null,"-",null,null,null,null,"-",null,null,null,null,"-",null,null,null,null,"-",null,null,null,null,"-",0,0]
[286,"MONARCHAK CCPP",0,null,101,"TRIPURA","CENTER","NEEPCO","THERMAL","GAS","n/a",0,0,0,1,null,125.88,76954.788657423385,0.61133451427886398,1,null,174.79669999999999,103890.56232414106,0.59435082197856748,1,null,645.29300000000001,280032.11832233751,0.43396119022263918,1,null,655.82799999999997,277537.90591546119,0.42318703366654242,1]
[286,"MONARCHAK CCPP",1,"2015-03-30",65.42,"TRIPURA","CENTER","NEEPCO","THERMAL","GAS","n/a",0,0,0,null,1,125.88,76954.788657423385,0.61133451427886398,null,1,174.79669999999999,103890.56232414106,0.59435082197856748,null,1,440.92918247787821,191346.15283199528,0.43396119022263918,null,1,448.0910842118551,189626.33674003981,0.42318703366654242,null,1]
[286,"MONARCHAK CCPP (ST)",2,"2016-01-14",35.6,"TRIPURA","CENTER","NEEPCO","THERMAL","GAS","n/a",null,null,null,null,null,0,0,0,null,1,0,0,0,null,1,204.36381752212179,88685.96549034222,0.43396119022263918,null,1,207.73691578814487,87911.569175421348,0.42318703366654242,null,1]
[287,"MOUDA STPS",0,null,2320,"MAHARASHTRA","CENTER","NTPC","THERMAL","COAL","OIL",2096,2336020,1.1145133587786258,1,null,1718,1718900,1.0005238649592549,1,null,3838,3768372.3561226758,0.98185835229876905,1,null,7276,7171691.1837979108,0.98566398897717311,1,null,11179.55,10743288.35599163,0.96097681534512847,1]
[287,"MOUDA STPS",1,"2012-04-19",500,"MAHARASHTRA","CENTER","NTPC","THERMAL","COAL","OIL",1048,1168009.9999999998,1.1145133587786258,null,1,859,859450,1.0005238649592549,null,null,1139.8825022783492,1119203.1555012178,0.98185835229876905,null,null,null,0,null,null,null,null,0,0]
[287,"MOUDA STPS",2,"2013-03-29",500,"MAHARASHTRA","CENTER","NTPC","THERMAL","COAL","OIL",1048,1168009.9999999998,1.1145133587786258,null,1,859,859450,1.0005238649592549,null,1,1139.8825022783492,1119203.1555012178,0.98185835229876905,null,null,null,0,null,null,null,null,0,0]
[287,"MOUDA STPS",3,"2016-03-28",660,"MAHARASHTRA","CENTER","NTPC","THERMAL","COAL","OIL",null,null,null,null,null,0,0,0,null,1,1504.6449030074209,1477348.1652616074,0.98185835229876905,null,1,2069.8965517241381,2040222.4919425095,0.98566398897717311,null,1,3139.9175350152318,2945596.1205212222,0.93811257387271896,null,1]
[287,"MOUDA STPS",4,"2017-03-18",660,"MAHARASHTRA","CENTER","NTPC","THERMAL","COAL","OIL",null,null,null,null,null,null,null,null,null,null,53.590092435880742,52617.879858632594,0.98185835229876905,null,1,2069.8965517241381,2040222.4919425095,0.98566398897717311,null,1,3086.5880598880626,2860441.7109754821,0.92673257832767564,null,1]
[288,"MOYAGCHU",0,null,4,"SIKKIM","STATE","SIKKIM","HYDRO",null,null,"-",0,0,null,null,"-",0,0,null,null,"-",0,0,null,null,"-",0,0,null,null,"-",0,0]
[288,"MOYAGCHU",1,"1993-07-01",2,"SIKKIM","STATE","SIKKIM","HYDRO",null,null,"-",null,null,null,null,"-",null,null,null,null,"-",null,null,null,null,"-",null,null,null,null,"-"]
[288,"MOYAGCHU",2,"1993-07-01",2,"SIKKIM","STATE","SIKKIM","HYDRO",null,null,"-",null,null,null,null,"-",null,null,null,null,"-",null,null,null,null,"-",null,null,null,null,"-"]
[289,"MOYAR",0,null,36,"TAMIL NADU","STATE","TNEB","HYDRO",null,null,144.00635,0,0,null,null,103.12179999999999,0,0,null,null,61.212400000000002,0,0,null,null,93.928000000000011,0,0,null,null,161.18005000000002,0,0]
[289,"MOYAR",1,"1952-04-10",12,"TAMIL NADU","STATE","TNEB","HYDRO"]
[289,"MOYAR",2,"1952-09-19",12,"TAMIL NADU","STATE","TNEB","HYDRO"]
[289,"MOYAR",3,"1953-01-06",12,"TAMIL NADU","STATE","TNEB","HYDRO"]
[290,"MUKERIAN I -IV",0,null,207,"PUNJAB","STATE","PSEB","HYDRO",null,null,1045.69525,0,0,null,null,1163.6127000000001,0,0,null,null,1078.0924500000001,0,0,null,null,1264.4061999999999,0,0,null,null,1237.9093500000001,0,0]
[290,"MUKERIAN-I",1,"1983-10-20",15,"PUNJAB","STATE","PSEB","HYDRO"]
[290,"MUKERIAN-I",2,"1983-10-14",15,"PUNJAB","STATE","PSEB","HYDRO"]
[290,"MUKERIAN-I",3,"1983-11-26",15,"PUNJAB","STATE","PSEB","HYDRO"]
[290,"MUKERIAN-II",4,"1988-05-05",15,"PUNJAB","STATE","PSEB","HYDRO"]
[290,"MUKERIAN-II",5,"1988-06-03",15,"PUNJAB","STATE","PSEB","HYDRO"]
[290,"MUKERIAN-II",6,"1989-02-28",15,"PUNJAB","STATE","PSEB","HYDRO"]
[290,"MUKERIAN-III",7,"1989-02-28",19.5,"PUNJAB","STATE","PSEB","HYDRO"]
[290,"MUKERIAN-III",8,"1989-02-24",19.5,"PUNJAB","STATE","PSEB","HYDRO"]
[290,"MUKERIAN-III",9,"1989-03-11",19.5,"PUNJAB","STATE","PSEB","HYDRO"]
[290,"MUKERIAN-IV",10,"1989-03-02",19.5,"PUNJAB","STATE","PSEB","HYDRO"]
[290,"MUKERIAN-IV",11,"1989-03-08",19.5,"PUNJAB","STATE","PSEB","HYDRO"]
[290,"MUKERIAN-IV",12,"1989-03-25",19.5,"PUNJAB","STATE","PSEB","HYDRO"]
[291,"MULAJORE",0,null,0,"WEST BENGAL","PVT","CESC","THERMAL","COAL","OIL",0,0,0,1,null,0,0,0,1,null,null,0,0,1,null,0,0,0,1,null,0,0,0,1]
[291,"MULAJORE",1,"1992-07-01",0,"WEST BENGAL","PVT","CESC","THERMAL","COAL","OIL"]
[291,"MULAJORE",2,"1992-07-01",0,"WEST BENGAL","PVT","CESC","THERMAL","COAL","OIL"]
[291,"MULAJORE",3,"1992-07-01",0,"WEST BENGAL","PVT","CESC","THERMAL","COAL","OIL"]
[291,"MULAJORE",4,"1992-07-01",0,"WEST BENGAL","PVT","CESC","THERMAL","COAL","OIL"]
[292,"MUNDRA TPP ",0,null,4620,"GUJARAT","PVT","ADANI POWER LTD","THERMAL","COAL","OIL",28127,26303790.592988361,0.93517938610546314,1,null,30539,28050430.525535673,0.91851175629639714,1,null,28078,25247569.982890777,0.8991940303045366,1,null,20311,18210770.18945938,0.89659643491011676,1,null,22178,21579294.300995991,0.9730045225446835,1]
[292,"MUNDRA TPP ",1,"2009-08-04",330,"GUJARAT","PVT","ADANI POWER LTD","THERMAL","COAL","OIL",null,null,null,null,null,1738,1551152.6677456829,0.89249290434158968]
[292,"MUNDRA TPP ",2,"2010-03-17",330,"GUJARAT","PVT","ADANI POWER LTD","THERMAL","COAL","OIL",null,null,null,null,null,2080,1894106.6595025598,0.910628201683923]
[292,"MUNDRA TPP ",3,"2010-08-02",330,"GUJARAT","PVT","ADANI POWER LTD","THERMAL","COAL","OIL",null,null,null,null,null,2175,2038798.5270377523,0.93737863312080572]
[292,"MUNDRA TPP ",4,"2010-12-20",330,"GUJARAT","PVT","ADANI POWER LTD","THERMAL","COAL","OIL",null,null,null,null,null,2193,2045849.51793347,0.93289991697832653]
[292,"MUNDRA TPP ",5,"2010-12-26",660,"GUJARAT","PVT","ADANI POWER LTD","THERMAL","COAL","OIL",4329.05,3766273.5000000005,0.87,null,"CDM#2716",4608,4211601.8579437388,0.91397609764404053,null,"CDM#2716",null,null,null,null,"CDM#2716",null,null,null,null,"CDM#2716",null,null,null,null,"CDM#2716"]
[292,"MUNDRA TPP ",6,"2011-07-20",660,"GUJARAT","PVT","ADANI POWER LTD","THERMAL","COAL","OIL",3638.085,3165133.9499999997,0.87,null,"CDM#2716",4530,4124738.3635211946,0.91053827009297894,null,"CDM#2716",null,null,null,null,"CDM#2716",null,null,null,null,"CDM#2716",null,null,null,null,"CDM#2716"]
[292,"MUNDRA TPP ",7,"2011-11-07",660,"GUJARAT","PVT","ADANI POWER LTD","THERMAL","COAL","OIL",4046.68,3520611.5999999996,0.87,null,null,4499,4167451.0573153892,0.92630608075469867]
[292,"MUNDRA TPP ",8,"2012-03-03",660,"GUJARAT","PVT","ADANI POWER LTD","THERMAL","COAL","OIL",4296.3249999999998,3737802.75,0.87,null,1,4159,3835911.8938967697,0.92231591582033412]
[292,"MUNDRA TPP ",9,"2012-03-09",660,"GUJARAT","PVT","ADANI POWER LTD","THERMAL","COAL","OIL",4261.7299999999996,3707705.0999999996,0.87,null,1,4557,4180819.9806391164,0.9174500725563125]
[293,"MUNDRA UMPP",0,null,4000,"GUJARAT","PVT","COASTAL GUJRAT ","THERMAL","COAL","OIL",24501,19869366.56572964,0.81096145323577162,1,null,23679,19025058.369802024,0.80345700282115062,1,null,25303,20553834.312444653,0.81230819714834823,1,null,24599,19868777.973951966,0.80770673498727452,1,null,24752,20192542.916462176,0.81579439707749579,1]
[293,"MUNDRA UMPP",1,"2012-02-25",800,"GUJARAT","PVT","COASTAL GUJRAT ","THERMAL","COAL","OIL",4421,3622462.6091801026,0.81937629703236881,null,1,4747,3804593.6496523805,0.80147327778647159]
[293,"MUNDRA UMPP",2,"2012-07-25",800,"GUJARAT","PVT","COASTAL GUJRAT ","THERMAL","COAL","OIL",4879,4090799.0296096201,0.83845030326083625,null,1,4553,3689313.3882634137,0.81030384104182152,null,1]
[293,"MUNDRA UMPP",3,"2012-10-16",800,"GUJARAT","PVT","COASTAL GUJRAT ","THERMAL","COAL","OIL",5056,4111270.2403134215,0.81314680385945837,null,1,4767,3905266.4963552952,0.81922938878860818,null,1]
[293,"MUNDRA UMPP",4,"2013-01-16",800,"GUJARAT","PVT","COASTAL GUJRAT ","THERMAL","COAL","OIL",4837,3815023.3396871444,0.78871683681768545,null,1,4293,3387625.2140479693,0.78910440578801988,null,1]
[293,"MUNDRA UMPP",5,"2013-03-28",800,"GUJARAT","PVT","COASTAL GUJRAT ","THERMAL","COAL","OIL",5308,4229811.3472873345,0.7968747828348407,null,1,5319,4238259.6199731631,0.7968151193782973,null,1]
[294,"MUNIRABAD",0,null,28.3,"KARNATAKA","STATE","VVNL","HYDRO",null,null,106.664,0,0,null,null,61.520849999999996,0,0,null,null,31.332549999999998,0,0,null,null,51.123100000000001,0,0,null,null,88.97290000000001,0,0]
[294,"MUNIRABAD",1,"1962-01-19",9,"KARNATAKA","STATE","KEB","HYDRO"]
[294,"MUNIRABAD",2,"1962-05-26",9,"KARNATAKA","STATE","KEB","HYDRO"]
[294,"MUNIRABAD",3,"1965-11-27",10.3,"KARNATAKA","STATE","KEB","HYDRO"]
[295,"MUZAFFARPUR",0,null,610,"BIHAR","CENTER","JV NTPC & BSEB","THERMAL","COAL","OIL",766.26,994212.8850490253,1.2974876478597672,1,null,669.93899999999996,878412.11586777738,1.3111822357972553,1,null,669.54601819999993,873917.95902300125,1.3052395731848763,1,null,1610.5611999999999,1674983.6479999998,1.04,1,null,2707.8389999999999,3172199.7939001326,1.1714875935755902,1]
[295,"MUZAFFARPUR",1,"1985-03-31",110,"BIHAR","STATE","JV NTPC & BSEB","THERMAL","COAL","OIL",null,null,null,null,null,296.56400000000002,390414.01233166998,1.3164578719320954]
[295,"MUZAFFARPUR",2,"1986-03-17",110,"BIHAR","STATE","JV NTPC & BSEB","THERMAL","COAL","OIL",null,null,null,null,null,373.375,487998.10349580873,1.3069919075883729]
[295,"MUZAFFARPUR EXP",3,"2015-03-31",195,"BIHAR","CENTER","JV NTPC & BSEB","THERMAL","COAL","OIL",0,0,0,null,1,0,0,0,null,1,19.922117999999998,26003.136795258735,1.3052395731848763,null,1,514.85153114754098,535445.59239344264,1.04,null,1,1087.663,1231426.1026939317,1.1321761452710368,null,1]
[295,"MUZAFFARPUR EXP",4,"2017-03-24",195,"BIHAR","CENTER","JV NTPC & BSEB","THERMAL","COAL","OIL",null,null,null,null,null,null,null,null,null,null,14.959730199999999,19526.031861208903,1.3052395731848763,null,1,514.85153114754098,535445.59239344264,1.04,null,1,973.63900000000001,1106972.4998783492,1.1369434666014295,null,1]
[296,"MYNTDU",0,null,126,"MEGHALAYA","STATE","MEECL","HYDRO",null,null,406.93510000000003,0,0,null,null,442.12825000000004,0,0,null,null,389.69174999999996,0,0,null,null,499.95765,0,0,null,null,361.13525000000004,0,0]
[296,"MYNTDU",1,"2011-11-23",42,"MEGHALAYA","STATE","MEECL","HYDRO",null,null,135.64503333333334,0,0,null,null,147.37608333333333,0,0]
[296,"MYNTDU",2,"2012-03-31",42,"MEGHALAYA","STATE","MEECL","HYDRO",null,null,135.64503333333334,0,0,null,1,147.37608333333333,0,0]
[296,"MYNTDU",3,"2013-03-07",42,"MEGHALAYA","STATE","MEECL","HYDRO",null,null,135.64503333333334,0,0,null,1,147.37608333333333,0,0,null,1]
[297,"N.A.P.S",0,null,440,"UTTAR PRADESH","CENTER","NPC","NUCLEAR","NUCLEAR",null,2539,0,0,null,null,3080,0,0,null,null,3036.89,0,0,null,null,3268.57,0,0,null,null,2831.84,0,0]
[297,"N.A.P.S",1,"1989-07-29",220,"UTTAR PRADESH","CENTER","NPC","NUCLEAR","NUCLEAR"]
[297,"N.A.P.S",2,"1992-01-05",220,"UTTAR PRADESH","CENTER","NPC","NUCLEAR","NUCLEAR"]
[298,"N_SAGAR LBC",0,null,60,"TELANGANA","STATE","APGENCO","HYDRO",null,null,41.859650000000002,0,0,null,null,0,0,0,null,null,0,0,0,null,null,12.736000000000001,0,0,null,null,53.033499999999997,0,0]
[298,"N_SAGAR LBC",1,"1992-09-27",30,"TELANGANA","STATE","APGENCO","HYDRO"]
[298,"N_SAGAR LBC",2,"1992-03-27",30,"TELANGANA","STATE","APGENCO","HYDRO"]
[299,"N_SAGAR RBC",0,null,90,"ANDHRA PRADESH","STATE","APGENCO","HYDRO",null,null,186.35354999999998,0,0,null,null,0,0,0,null,null,4.1292500000000008,0,0,null,null,59.431349999999995,0,0,null,null,101.04225000000001,0,0]
[299,"N_SAGAR RBC",1,"1983-02-24",30,"ANDHRA PRADESH","STATE","APGENCO","HYDRO"]
[299,"N_SAGAR RBC",2,"1983-09-20",30,"ANDHRA PRADESH","STATE","APGENCO","HYDRO"]
[299,"N_SAGAR RBC ",3,"1990-09-10",30,"ANDHRA PRADESH","STATE","APGENCO","HYDRO"]
[300,"NAGARJUNA SAGAR",0,null,815.6,"TELANGANA","STATE","APGENCO","HYDRO",null,null,1027.46685,0,0,null,null,87.709250000000011,0,0,null,null,185.21925000000002,0,0,null,null,183.56755000000001,0,0,null,null,337.12589999999994,0,0]
[300,"NAGARJUNA SAGAR",1,"1978-03-10",110,"TELANGANA","STATE","APGENCO","HYDRO"]
[300,"NAGARJUNA SAGAR",2,"1980-04-08",100.8,"TELANGANA","STATE","APGENCO","HYDRO"]
[300,"NAGARJUNA SAGAR",3,"1981-01-11",100.8,"TELANGANA","STATE","APGENCO","HYDRO"]
[300,"NAGARJUNA SAGAR",4,"1982-06-22",100.8,"TELANGANA","STATE","APGENCO","HYDRO"]
[300,"NAGARJUNA SAGAR",5,"1983-04-08",100.8,"TELANGANA","STATE","APGENCO","HYDRO"]
[300,"NAGARJUNA SAGAR",6,"1984-10-26",100.8,"TELANGANA","STATE","APGENCO","HYDRO"]
[300,"NAGARJUNA SAGAR",7,"1985-03-31",100.8,"TELANGANA","STATE","APGENCO","HYDRO"]
[300,"NAGARJUNA SAGAR",8,"1985-12-24",100.8,"TELANGANA","STATE","APGENCO","HYDRO"]
[301,"NAGARJUNA SAGAR   TPD",0,null,50,"ANDHRA PRADESH","STATE","APGENCO","HYDRO",null,null,null,null,null,null,null,null,null,null,null,null,7.31325,0,0,null,null,41.919350000000001,0,0,null,null,49.670400000000001,0,0]
[301,"NAGARAJUNA SAGAR TPD",1,"2017-01-05",25,"ANDHRA PRADESH","STATE","APGENCO","HYDRO",null,null,null,null,null,null,null,null,null,null,null,null,4.2287499999999998,0,0,null,1,20.959675000000001,0,0,null,1,24.8352,0,0,null,1]
[301,"NAGARAJUNA SAGAR TPD",2,"2017-01-28",25,"ANDHRA PRADESH","STATE","APGENCO","HYDRO",null,null,null,null,null,null,null,null,null,null,null,null,3.0845000000000002,0,0,null,1,20.959675000000001,0,0,null,1,24.8352,0,0,null,1]
[302,"NABI NAGAR TPP",0,null,750,"BIHAR","CENTER","NTPC","THERMAL","COAL","OIL",null,null,null,null,null,0.1183,124.215,1.05,1,null,73.131512999999998,91525.740738781489,1.2515225924394795,1,null,916.48,929379.18275343918,1.014074701852129,1,null,2542.9,2491617.2109507052,0.97983295094211531,1]
[302,"NABI NAGAR TPP",1,"2016-03-20",250,"BIHAR","CENTER","NTPC","THERMAL","COAL","OIL",null,null,null,null,null,0.1183,124.215,1.05,null,1,73.131512999999998,91525.740738781489,1.2515225924394795,null,1,808.97299028741327,818402.06951072079,1.0116556168580579,null,1,1497.7886388964516,1446948.0273824199,0.9660562176840316,null,1]
[302,"NABI NAGAR TPP",2,"2017-04-03",250,"BIHAR","CENTER","NTPC","THERMAL","COAL","OIL",null,null,null,null,null,null,null,null,null,null,null,null,null,null,null,107.50700971258671,110977.11324271826,1.0322779281035597,null,1,951.05706180234154,953124.5610643517,1.0021738961257405,null,1]
[302,"NABI NAGAR TPP",3,"2019-02-26",250,"BIHAR","CENTER","NTPC","THERMAL","COAL","OIL",null,null,null,null,null,null,null,null,null,null,null,null,null,null,null,null,null,null,null,null,94.05429930120701,91544.622503933133,0.97331672431861205,null,1]
[303,"NAMRUP GT",0,null,161.75,"ASSAM","STATE","ASEB","THERMAL","GAS","n/a",569.67399999999998,490354.45125253522,0.86076326329187436,1,null,487.339,420889.03483634832,0.86364734781404384,1,null,333.18,311495.89378433989,0.93491774351503654,1,null,306.39600000000002,286039.22429360205,0.93356056963407508,1,null,298.66300000000001,281199.28556283243,0.94152702397964405,1]
[303,"NAMRUP GT",1,"1965-04-01",0,"ASSAM","STATE","ASEB","THERMAL","GAS","n/a"]
[303,"NAMRUP GT",2,"1965-04-01",21,"ASSAM","STATE","ASEB","THERMAL","GAS","n/a"]
[303,"NAMRUP GT",3,"1965-04-01",21,"ASSAM","STATE","ASEB","THERMAL","GAS","n/a"]
[303,"NAMRUP GT",4,"1975-07-22",11,"ASSAM","STATE","ASEB","THERMAL","GAS","n/a"]
[303,"NAMRUP GT",5,"1976-07-01",24,"ASSAM","STATE","ASEB","THERMAL","GAS","n/a"]
[303,"NAMRUP WHR",6,"1985-04-01",22.5,"ASSAM","STATE","ASEB","THERMAL","GAS","n/a"]
[303,"NAMRUP GT",7,"2017-01-11",62.25,"ASSAM","STATE","ASEB","THERMAL","GAS","n/a",null,null,null,null,null,null,null,null,null,null,0,0,0,null,1,0,0,0,null,1,0,null,null,null,1]
[304,"NARAYANPUR",0,null,11.6,"KARNATAKA","PVT","MYSORE PC","HYDRO",null,null,"-",0,0,null,null,"-",0,0,null,null,"-",0,0,null,null,"-",0,0,null,null,"-",0,0]
[304,"NARAYANPUR",1,"1999-07-14",5.8,"KARNATAKA","PVT","MYSORE PC","HYDRO",null,null,"-",null,null,null,null,"-",null,null,null,null,"-",null,null,null,null,"-",null,null,null,null,null,0,0]
[304,"NARAYANPUR",2,"1999-07-14",5.8,"KARNATAKA","PVT","MYSORE PC","HYDRO",null,null,"-",null,null,null,null,"-",null,null,null,null,"-",null,null,null,null,"-",null,null,null,null,null,0,0]
[305,"NARIMAN GT",0,null,0,"TAMIL NADU","STATE","TNEB","THERMAL","GAS","n/a",0,0,0,1,null,0,0,0,1,null,null,0,0,1,null,null,0,0,1,null,0,0,0,1]
[305,"NARIMAN GT",1,"1992-01-14",0,"TAMIL NADU","STATE","TNEB","THERMAL","GAS","n/a",null,null,null,null,null,null,null,null,null,null,null,null,null,null,null,null,null,null,null,null,0,0,0]
[305,"NARIMAN GT",2,"1992-01-18",0,"TAMIL NADU","STATE","TNEB","THERMAL","GAS","n/a",null,null,null,null,null,null,null,null,null,null,null,null,null,null,null,null,null,null,null,null,0,0,0]
[306,"NARIMANGLAM",0,null,45,"KERALA","STATE","KSEB","HYDRO",null,null,341.58350000000002,0,0,null,null,348.7475,0,0,null,null,196.3135,0,0,null,null,309.04700000000003,0,0,null,null,375.96075000000002,0,0]
[306,"NARIMANGLAM",1,"1961-01-27",15,"KERALA","STATE","KSEB","HYDRO",null,null,null,null,null,null,null,null,null,null,null,null,null,null,null,null,null,null,null,null,null,null,null,0,0]
[306,"NARIMANGLAM",2,"1961-04-09",15,"KERALA","STATE","KSEB","HYDRO",null,null,null,null,null,null,null,null,null,null,null,null,null,null,null,null,null,null,null,null,null,null,null,0,0]
[306,"NARIMANGLAM",3,"1963-05-11",15,"KERALA","STATE","KSEB","HYDRO",null,null,null,null,null,null,null,null,null,null,null,null,null,null,null,null,null,null,null,null,null,null,null,0,0]
[307,"NASIK",0,null,630,"MAHARASHTRA","STATE","MAHAGENCO","THERMAL","COAL","OIL",3730.1019999999999,4297580.0624996033,1.1521347304978802,1,null,3870.0695000000001,4427350.8754299693,1.1439977694018078,1,null,2972.7530000000002,3423710.9274175488,1.1516970725174773,1,null,2580.145,2945267.4375790893,1.1415123714283846,1,null,2057.288,2350041.8925936166,1.1423008798931489,1]
[307,"NASIK",1,"1970-08-16",0,"MAHARASHTRA","STATE","MAHAGENCO","THERMAL","COAL","OIL",null,null,null,null,null,null,null,null,null,null,null,null,null,null,null,null,null,null,null,null,null,0,0]
[307,"NASIK",2,"1971-03-24",0,"MAHARASHTRA","STATE","MAHAGENCO","THERMAL","COAL","OIL",null,null,null,null,null,null,null,null,null,null,null,null,null,null,null,null,null,null,null,null,null,0,0]
[307,"NASIK",3,"1979-03-31",210,"MAHARASHTRA","STATE","MAHAGENCO","THERMAL","COAL","OIL",null,null,null,null,null,null,null,null,null,null,null,null,null,null,null,null,null,null,null,null,null,0,0]
[307,"NASIK",4,"1980-07-10",210,"MAHARASHTRA","STATE","MAHAGENCO","THERMAL","COAL","OIL",null,null,null,null,null,null,null,null,null,null,null,null,null,null,null,null,null,null,null,null,null,0,0]
[307,"NASIK",5,"1981-01-30",210,"MAHARASHTRA","STATE","MAHAGENCO","THERMAL","COAL","OIL",null,null,null,null,null,null,null,null,null,null,null,null,null,null,null,null,null,null,null,null,null,0,0]
[308,"NASIK TPP  PH 1",0,null,1350,"MAHARASHTRA","PVT","RATTAN INDIA NASIK P LTD","THERMAL","COAL","OIL",0,0,0,1,null,0,0,0,1,null,0,0,0,1,null,0,0,0,1,null,0,0,0,1]
[308,"NASIK TPP  PH 1",1,"2014-02-25",270,"MAHARASHTRA","PVT","RATTAN INDIA NASIK P LTD","THERMAL","COAL","OIL",0,0,0,null,1,0,0,0,null,1,null,0,0,null,1,0,0,0,null,null,0,0,0]
[308,"NASIK TPP  PH 1",2,"2017-02-15",270,"MAHARASHTRA","PVT","RATTAN INDIA NASIK P LTD","THERMAL","COAL","OIL",null,null,null,null,null,null,null,null,null,null,null,0,0,null,1,0,0,0,null,1,0,0,0,null,1]
[308,"NASIK TPP  PH 1",3,"2017-04-14",270,"MAHARASHTRA","PVT","RATTAN INDIA NASIK P LTD","THERMAL","COAL","OIL",null,null,null,null,null,null,null,null,null,null,null,null,null,null,null,0,0,0,null,1,0,0,0,null,1]
[308,"NASIK TPP  PH 1",4,"2017-05-19",270,"MAHARASHTRA","PVT","RATTAN INDIA NASIK P LTD","THERMAL","COAL","OIL",null,null,null,null,null,null,null,null,null,null,null,null,null,null,null,0,0,0,null,1,0,0,0,null,1]
[308,"NASIK TPP  PH 1",5,"2017-05-30",270,"MAHARASHTRA","PVT","RATTAN INDIA NASIK P LTD","THERMAL","COAL","OIL",null,null,null,null,null,null,null,null,null,null,null,null,null,null,null,0,0,0,null,1,0,0,0,null,1]
[309,"NATHPA JHAKRI",0,null,1500,"HIMACHAL","CENTER","SJVNL","HYDRO",null,null,6803.3125,0,0,null,null,7277.2210500000001,0,0,null,null,7015.3868000000002,0,0,null,null,7171.6913500000001,0,0,null,null,6474.6142499999996,0,0]
[309,"NATHPA JHAKRI",1,"2004-03-31",250,"HIMACHAL","CENTER","SJVNL","HYDRO",null,null,null,null,null,null,null,null,null,null,null,null,null,null,null,null,null,null,null,null,null,null,null,0,0]
[309,"NATHPA JHAKRI",2,"2004-03-09",250,"HIMACHAL","CENTER","SJVNL","HYDRO",null,null,null,null,null,null,null,null,null,null,null,null,null,null,null,null,null,null,null,null,null,null,null,0,0]
[309,"NATHPA JHAKRI",3,"2004-02-13",250,"HIMACHAL","CENTER","SJVNL","HYDRO",null,null,null,null,null,null,null,null,null,null,null,null,null,null,null,null,null,null,null,null,null,null,null,0,0]
[309,"NATHPA JHAKRI",4,"2004-01-22",250,"HIMACHAL","CENTER","SJVNL","HYDRO",null,null,null,null,null,null,null,null,null,null,null,null,null,null,null,null,null,null,null,null,null,null,null,0,0]
[309,"NATHPA JHAKRI",5,"2003-09-20",250,"HIMACHAL","CENTER","SJVNL","HYDRO",null,null,null,null,null,null,null,null,null,null,null,null,null,null,null,null,null,null,null,null,null,null,null,0,0]
[309,"NATHPA JHAKRI",6,"2003-11-23",250,"HIMACHAL","CENTER","SJVNL","HYDRO",null,null,null,null,null,null,null,null,null,null,null,null,null,null,null,null,null,null,null,null,null,null,null,0,0]
[310,"NAWAPARA",0,null,600,"CHATTISGARH","PRIVATE","TRN ENERGY","THERMAL","COAL","OIL ",null,null,null,null,null,null,null,null,null,null,649.98569999999995,643485.84299999988,0.99,1,null,2495.5659999999998,2672089.3737017573,1.0707348047303729,1,null,2820.9940000000001,3036524.6834335038,1.0764023898787107,1]
[310,"NAWAPARA",1,"2016-08-14",300,"CHATTISGARH","PRIVATE","TRN ENERGY","THERMAL","COAL","OIL ",null,null,null,null,null,null,null,null,null,null,649.98569999999995,643485.84299999988,0.99,null,1,1263.1600000000001,1431578.6104555472,1.1333311777253452,null,1,1926.6320000000001,2060574.3833852515,1.0695215190992631,null,1]
[310,"NAWAPARA",2,"2017-04-18",300,"CHATTISGARH","PRIVATE","TRN ENERGY","THERMAL","COAL","OIL ",null,null,null,null,null,null,null,null,null,null,null,null,null,null,null,1232.4059999999999,1240510.7632462084,1.0065763743816636,null,1,894.36199999999997,975950.29999885417,1.0912251414962333,null,1]
[311,"NELLORE",0,null,0,"ANDHRA PRADESH","STATE","APGENCO","THERMAL","COAL","OIL",0,0,0,1,null,0,0,0,1,null,null,0,0,1,null,0,0,0,1,null,0,0,0,1]
[311,"NELLORE",1,"1965-04-22",0,"ANDHRA PRADESH","STATE","APGENCO","THERMAL","COAL","OIL",0,null,null,null,null,null,null,null,null,null,null,null,null,null,null,null,null,null,null,null,null,0,0]
[312,"NEWCOSSIPORE",0,null,0,"WEST BENGAL","PVT","CESC","THERMAL","COAL","n/a",54,148133.63972159999,2.7432155503999995,1,null,0,0,0,1,null,null,0,0,1,null,0,0,0,1,null,0,0,0,1]
[312,"NEWCOSSIPORE",1,"1949-10-31",0,"WEST BENGAL","PVT","CESC","THERMAL","COAL","n/a",null,null,null,null,null,null,null,null,null,null,null,null,null,null,null,null,null,null,null,null,null,0,0]
[312,"NEWCOSSIPORE",2,"1949-11-30",0,"WEST BENGAL","PVT","CESC","THERMAL","COAL","n/a",null,null,null,null,null,null,null,null,null,null,null,null,null,null,null,null,null,null,null,null,null,0,0]
[312,"NEWCOSSIPORE",3,"1950-10-31",0,"WEST BENGAL","PVT","CESC","THERMAL","COAL","n/a",null,null,null,null,null,null,null,null,null,null,null,null,null,null,null,null,null,null,null,null,null,0,0]
[312,"NEWCOSSIPORE",4,"1963-04-30",0,"WEST BENGAL","PVT","CESC","THERMAL","COAL","n/a",null,null,null,null,null,null,null,null,null,null,null,null,null,null,null,null,null,null,null,null,null,0,0]
[313,"NEW UMTRU",0,null,40,"MEGHALAYA","STATE","MEECL","HYDRO",null,null,null,null,null,null,null,null,null,null,null,null,null,null,null,null,null,158.72240000000002,0,0,null,null,179.12985,0,0]
[313,"NEW UMTRU",1,"2017-04-22",20,"MEGHALAYA","STATE","MEECL","HYDRO",null,null,null,null,null,null,null,null,null,null,null,null,null,null,null,null,null,88.236277471636953,0,0,null,1,89.564925000000002,0,0,null,1]
[313,"NEW UMTRU",2,"2017-06-30",20,"MEGHALAYA","STATE","MEECL","HYDRO",null,null,null,null,null,null,null,null,null,null,null,null,null,null,null,null,null,70.486122528363055,0,0,null,1,89.564925000000002,0,0,null,1]
[314,"NEYVELI FST EXT",0,null,420,"TAMIL NADU","CENTER","NLC","THERMAL","LIGN","OIL",3107.2820000000002,3821203.5303101749,1.2297575599222004,1,null,3000.0610000000001,3698866.6104044048,1.2329304672153014,1,null,3055.3049999999998,3771558.9966323976,1.23442962212689,1,null,2972.8139999999999,3728267.1129613142,1.2541205446964776,1,null,2707.337,3366977.3930833722,1.2436491626581294,1]
[314,"NEYVELI FST EXT",1,"2002-10-21",210,"TAMIL NADU","CENTER","NLC","THERMAL","LIGN","OIL",null,null,null,null,null,null,null,null,null,null,null,null,null,null,null,null,null,null,null,null,null,0,0]
[314,"NEYVELI FST EXT",2,"2003-07-22",210,"TAMIL NADU","CENTER","NLC","THERMAL","LIGN","OIL",null,null,null,null,null,null,null,null,null,null,null,null,null,null,null,null,null,null,null,null,null,0,0]
[315,"NEYVELI ST I",0,null,600,"TAMIL NADU","CENTER","NLC","THERMAL","LIGN","OIL",3193.1010000000001,6018260.3640743485,1.8847698096848011,1,null,2776.9470000000001,5463803.3251732271,1.9675576542055815,1,null,3256.8510000000001,6273046.6971936096,1.926107978901586,1,null,2939.8879999999999,5685213.0220021447,1.9338195951689809,1,null,2691.114,5213097.1157137128,1.9371520922984731,1]
[315,"NEYVELI ST I",1,"1962-05-23",50,"TAMIL NADU","CENTER","NLC","THERMAL","LIGN","OIL",null,null,null,null,null,null,null,null,null,null,null,null,null,null,null,null,null,null,null,null,null,0,0]
[315,"NEYVELI ST I",2,"1963-01-23",50,"TAMIL NADU","CENTER","NLC","THERMAL","LIGN","OIL",null,null,null,null,null,null,null,null,null,null,null,null,null,null,null,null,null,null,null,null,null,0,0]
[315,"NEYVELI ST I",3,"1963-06-11",50,"TAMIL NADU","CENTER","NLC","THERMAL","LIGN","OIL",null,null,null,null,null,null,null,null,null,null,null,null,null,null,null,null,null,null,null,null,null,0,0]
[315,"NEYVELI ST I",4,"1963-10-27",50,"TAMIL NADU","CENTER","NLC","THERMAL","LIGN","OIL",null,null,null,null,null,null,null,null,null,null,null,null,null,null,null,null,null,null,null,null,null,0,0]
[315,"NEYVELI ST I",5,"1964-04-29",50,"TAMIL NADU","CENTER","NLC","THERMAL","LIGN","OIL",null,null,null,null,null,null,null,null,null,null,null,null,null,null,null,null,null,null,null,null,null,0,0]
[315,"NEYVELI ST I",6,"1965-08-24",50,"TAMIL NADU","CENTER","NLC","THERMAL","LIGN","OIL",null,null,null,null,null,null,null,null,null,null,null,null,null,null,null,null,null,null,null,null,null,0,0]
[315,"NEYVELI ST I",7,"1967-03-28",100,"TAMIL NADU","CENTER","NLC","THERMAL","LIGN","OIL",null,null,null,null,null,null,null,null,null,null,null,null,null,null,null,null,null,null,null,null,null,0,0]
[315,"NEYVELI ST I",8,"1969-02-12",100,"TAMIL NADU","CENTER","NLC","THERMAL","LIGN","OIL",null,null,null,null,null,null,null,null,null,null,null,null,null,null,null,null,null,null,null,null,null,0,0]
[315,"NEYVELI ST I",9,"1970-02-21",100,"TAMIL NADU","CENTER","NLC","THERMAL","LIGN","OIL",null,null,null,null,null,null,null,null,null,null,null,null,null,null,null,null,null,null,null,null,null,0,0]
[316,"NEYVELI ST II",0,null,1470,"TAMIL NADU","CENTER","NLC","THERMAL","LIGN","OIL",10063.18,13310398.232821373,1.3226831113844104,1,null,9546.6479999999992,12731727.757159295,1.3336333084826524,1,null,9987.7520000000004,13310064.859516297,1.3326387018336354,1,null,9246.0619999999999,12542621.380287403,1.3565365860933447,1,null,9691.9390000000003,13065501.970782652,1.3480792616196462,1]
[316,"NEYVELI ST II",1,"1988-01-17",210,"TAMIL NADU","CENTER","NLC","THERMAL","LIGN","OIL",null,null,null,null,null,null,null,null,null,null,null,null,null,null,null,null,null,null,null,null,null,0,0]
[316,"NEYVELI ST II",2,"1987-02-06",210,"TAMIL NADU","CENTER","NLC","THERMAL","LIGN","OIL",null,null,null,null,null,null,null,null,null,null,null,null,null,null,null,null,null,null,null,null,null,0,0]
[316,"NEYVELI ST II",3,"1986-03-29",210,"TAMIL NADU","CENTER","NLC","THERMAL","LIGN","OIL",null,null,null,null,null,null,null,null,null,null,null,null,null,null,null,null,null,null,null,null,null,0,0]
[316,"NEYVELI ST II",4,"1991-03-30",210,"TAMIL NADU","CENTER","NLC","THERMAL","LIGN","OIL",null,null,null,null,null,null,null,null,null,null,null,null,null,null,null,null,null,null,null,null,null,0,0]
[316,"NEYVELI ST II",5,"1991-12-30",210,"TAMIL NADU","CENTER","NLC","THERMAL","LIGN","OIL",null,null,null,null,null,null,null,null,null,null,null,null,null,null,null,null,null,null,null,null,null,0,0]
[316,"NEYVELI ST II",6,"1992-10-30",210,"TAMIL NADU","CENTER","NLC","THERMAL","LIGN","OIL",null,null,null,null,null,null,null,null,null,null,null,null,null,null,null,null,null,null,null,null,null,0,0]
[316,"NEYVELI ST II",7,"1993-06-19",210,"TAMIL NADU","CENTER","NLC","THERMAL","LIGN","OIL",null,null,null,null,null,null,null,null,null,null,null,null,null,null,null,null,null,null,null,null,null,0,0]
[317,"NEYVELI TPS EXP -II",0,null,500,"TAMIL NADU","CENTER","NLC","THERMAL","LIGN","OIL",125.38,438056.75891588762,3.4938328195556521,1,null,660.78,1193691.9571111964,1.8064892356172955,1,null,1128.2940000000001,1829707.0686281675,1.6216580684007602,1,null,1687.0440000000001,2230779.898505792,1.3223009586624841,1,null,1638.067,2099820.7552313535,1.2818894191943024,1]
[317,"NEYVELI TPS EXP -II",1,"2012-02-04",250,"TAMIL NADU","CENTER","NLC","THERMAL","LIGN","OIL",91.55,319860.39463031996,3.4938328195556521,null,1,329.86,557453.20564280252,1.6899690948972368,null,null,null,null,null,null,null,null,null,null,null,null,0,0,0]
[317,"NEYVELI TPS EXP -II",2,"2015-01-24",250,"TAMIL NADU","CENTER","NLC","THERMAL","LIGN","OIL",33.83,118196.3642855677,3.4938328195556521,null,1,330.92,636238.75146839372,1.9226361400592098,null,1,550.87400000000002,856769.08009920921,1.5552904658764239,null,1,698.69799999999998,925199.83916524833,1.3241770252172589,null,1,755.64700000000005,970939.66648639145,1.2849116935373148,null,1]
[318,"NEYVELI TPS(Z)",0,null,250,"TAMIL NADU","PVT","TAQA","THERMAL","LIGN","OIL",1680.9760000000001,2122864.7164069247,1.262876279260932,1,null,1383.037,1777442.2445824801,1.2851733139333799,1,null,1002.6660000000001,1290171.2727360453,1.2867408217053786,1,null,920.12900000000002,1208893.0909273925,1.3138300074526423,1,null,1175.8050000000001,1490444.9646121375,1.2675953619963665,1]
[318,"NEYVELI TPS(Z)",1,"2002-10-11",250,"TAMIL NADU","PVT","TAQA","THERMAL","LIGN","OIL",null,null,null,null,null,1383.07,1777442.2445824801,1.2851426497447562,null,null,null,null,null,null,null,null,null,null,null,null,1175.8050000000001,1490444.9646121375,1.2675953619963665]
[319,"NIGRI",0,null,1320,"MADHYA PRADESH","PVT","JP VENTURE LTd.","THERMAL","COAL","OIL",1643.8983000000001,1430191.5209999999,0.87,1,null,4998.6783000000005,4348850.1210000003,0.87,1,null,6794.6076000000003,5911308.6119999997,0.87,1,null,7269.5029999999997,6362070.5922374018,0.87517270331099695,1,null,6915.39,6141568.3819116177,0.88810152166567868,1]
[319,"NIGRI",1,"2014-08-29",660,"MADHYA PRADESH","PVT","JP VENTURE LTd.","THERMAL","COAL","OIL",1374.1962351562502,1195550.7245859376,0.87,null,1,2499.3391500000002,2174425.0605000001,0.87,null,1,3397.3038000000001,2955654.3059999999,0.87,null,1,3637.7779999999998,3181095.3047112571,0.87446108715574655,null,1,3448.78,3236238.3419531249,0.9383719291903585,null,1]
[319,"NIGRI",2,"2015-02-17",660,"MADHYA PRADESH","PVT","JP VENTURE LTd.","THERMAL","COAL","OIL",269.70206484374995,234640.79641406247,0.87,null,1,2499.3391500000002,2174425.0605000001,0.87,null,1,3397.3038000000001,2955654.3059999999,0.87,null,1,3631.7249999999999,3180975.2875261446,0.87588550551766586,null,1,3466.61,2905330.0399584929,0.8380896726076752,null,1]
[320,"NIMOO BAZGO",0,null,45,"JAMMU & KASHMIR","CENTER","NHPC","HYDRO",null,null,75.172249999999991,0,0,null,null,90.057450000000003,0,0,null,null,94.733949999999993,0,0,null,null,98.335849999999994,0,0,null,null,105.02225,0,0]
[320,"NIMOO BAZGO",1,"2013-02-11",15,"JAMMU & KASHMIR","CENTER","NHPC","HYDRO",null,null,null,null,null,null,"CDM#2023",30.019150000000003,0,0,null,"CDM#2023",31.577983333333332,0,0,null,"CDM#2023",32.778616666666665,0,0,null,"CDM#2023",null,0,0,null,"CDM#2023"]
[320,"NIMOO BAZGO",2,"2013-10-31",15,"JAMMU & KASHMIR","CENTER","NHPC","HYDRO",null,null,null,null,null,null,"CDM#2023",30.019150000000003,0,0,null,"CDM#2023",31.577983333333332,0,0,null,"CDM#2023",32.778616666666665,0,0,null,"CDM#2023",null,0,0,null,"CDM#2023"]
[320,"NIMOO BAZGO",3,"2013-10-30",15,"JAMMU & KASHMIR","CENTER","NHPC","HYDRO",null,null,null,null,null,null,"CDM#2023",30.019150000000003,0,0,null,"CDM#2023",31.577983333333332,0,0,null,"CDM#2023",32.778616666666665,0,0,null,"CDM#2023",null,0,0,null,"CDM#2023"]
[321,"NIRGAJANI(Ganga Canal)",0,null,5,"UTTAR PRADESH","STATE","UPHPC","HYDRO",null,null,"-",0,0,null,null,"-",0,0,null,null,"-",0,0,null,null,"-",0,0,null,null,"-",0,0]
[321,"NIRGAJANI",1,"1937-03-31",2.5,"UTTAR PRADESH","STATE","UPHPC","HYDRO",null,null,"-",null,null,null,null,"-",null,null,null,null,"-",null,null,null,null,"-",null,null,null,null,"-",0,0]
[321,"NIRGAJANI",2,"1937-04-30",2.5,"UTTAR PRADESH","STATE","UPHPC","HYDRO",null,null,"-",null,null,null,null,"-",null,null,null,null,"-",null,null,null,null,"-",null,null,null,null,"-",0,0]
[322,"NIWARI TPP ",0,null,45,"MADHYA PRADESH","PVT","BLA POWER LTD","THERMAL","COAL","OIL",298.27999999999997,371371.59569615684,1.2450435687815371,1,null,124.92480000000002,148660.51200000002,1.19,1,null,208.78879999999998,248458.67199999999,1.19,1,null,77.334400000000002,92027.936000000002,1.19,1,null,68.094399999999993,81032.335999999981,1.19,1]
[322,"NIWARI TPP ",1,"2013-12-01",45,"MADHYA PRADESH","PVT","BLA POWER LTD","THERMAL","COAL","OIL",298.27999999999997,371371.59569615684,1.2450435687815371,null,1,124.92480000000002,148660.51200000002,1.19,null,1,208.78879999999998,248458.67199999999,1.19,null,1,77.334400000000002,92027.936000000002,1.19,null,null,68.094399999999993,81032.335999999981,1.19]
[323,"NIZAM SAGAR",0,null,10,"ANDHRA PRADESH","STATE","APGENCO","HYDRO",null,null,"-",0,0,null,null,"-",0,0,null,null,"-",0,0,null,null,"-",0,0,null,null,"-",0,0]
[323,"NIZAM SAGAR",1,"1956-03-30",5,"ANDHRA PRADESH","STATE","APGENCO","HYDRO",null,null,"-",null,null,null,null,"-",null,null,null,null,"-",null,null,null,null,"-",null,null,null,null,"-",0,0]
[323,"NIZAM SAGAR",2,"1956-03-31",5,"ANDHRA PRADESH","STATE","APGENCO","HYDRO",null,null,"-",null,null,null,null,"-",null,null,null,null,"-",null,null,null,null,"-",null,null,null,null,"-",0,0]
[324,"NORTH CHENNAI",0,null,630,"TAMIL NADU","STATE","TNEB","THERMAL","COAL","OIL",3864.4340000000002,3964892.6053973907,1.0259956840762168,1,null,4046.3939999999998,4097392.225339809,1.0126033760775173,1,null,3365.7460000000001,3413409.5547797866,1.0141613641611062,1,null,3824.1390000000001,3885026.9574479889,1.0159220042597794,1,null,3632.76,3691262.448441572,1.0161041325167564,1]
[324,"NORTH CHENNAI",1,"1994-10-25",210,"TAMIL NADU","STATE","TNEB","THERMAL","COAL","OIL"]
[324,"NORTH CHENNAI",2,"1995-03-27",210,"TAMIL NADU","STATE","TNEB","THERMAL","COAL","OIL"]
[324,"NORTH CHENNAI",3,"1996-02-24",210,"TAMIL NADU","STATE","TNEB","THERMAL","COAL","OIL"]
[325,"NORTH CHENNAI EXTENSION",0,null,1200,"TAMIL NADU","STATE","TNEB","THERMAL","COAL","OIL",5187.0793999999996,5817084.7684478527,1.1214566656619624,1,null,6031.9565000000002,6254677.5666344659,1.0369235200277831,1,null,5912.3959999999997,6173545.8226269567,1.0441698801343748,1,null,5447.4696999999996,5797179.0546161477,1.064196658976579,1,null,6284.92,6424527.8785857204,1.0222131512550232,1]
[325,"NORTH CHENNAI EXTENSION",1,"2013-03-09",600,"TAMIL NADU","STATE","TNEB","THERMAL","COAL","OIL",1651.2295999999999,1806866.7738340052,1.0942553196926736,null,1,3261.0446999999999,3360404.1453074482,1.0304685934870652,null,1,null,null,null,null,null,null,null,null,null,null,3181.84,3301053.1695129457,1.0374667392178569]
[325,"NORTH CHENNAI EXTENSION",2,"2013-09-13",600,"TAMIL NADU","STATE","TNEB","THERMAL","COAL","OIL",3535.8498,4010217.9582150546,1.1341595896451977,null,1,2770.9117999999999,2894273.4209402255,1.0445202264973665,null,1,3104.2660000000001,3237220.8461696687,1.0428297208324506,null,1,3138.2026999999998,3328571.1844506459,1.0606616278963261,null,null,3103.08,3123474.7659472958,1.0065724267332121]
[326,"NURANANG",0,null,6,"ARUNACHAL","STATE","ARUNACHAL","HYDRO",null,null,"-",0,0,null,null,"-",0,0,null,null,"-",0,0,null,null,"-",0,0,null,null,"-",0,0]
[326,"NURANANG",1,"1997-08-06",2,"ARUNACHAL","STATE","ARUNACHAL","HYDRO",null,null,"-",null,null,null,null,"-",null,null,null,null,"-",null,null,null,null,"-",null,null,null,null,"-",0,0]
[326,"NURANANG",2,"1997-08-06",2,"ARUNACHAL","STATE","ARUNACHAL","HYDRO",null,null,"-",null,null,null,null,"-",null,null,null,null,"-",null,null,null,null,"-",null,null,null,null,"-",0,0]
[326,"NURANANG",3,"1997-08-06",2,"ARUNACHAL","STATE","ARUNACHAL","HYDRO",null,null,"-",null,null,null,null,"-",null,null,null,null,"-",null,null,null,null,"-",null,null,null,null,"-",0,0]
[327,"OBRA",0,null,99,"UTTAR PRADESH","STATE","UPHPC","HYDRO",null,null,227.85499999999999,0,0,null,null,159.28954999999999,0,0,null,null,215.62645000000001,0,0,null,null,298.46019999999999,0,0,null,null,229.87485000000001,0,0]
[327,"OBRA",1,"1970-05-15",33,"UTTAR PRADESH","STATE","UPHPC","HYDRO",null,null,null,null,null,null,null,null,null,null,null,null,null,null,null,null,null,null,null,null,null,null,null,0,0]
[327,"OBRA",2,"1970-12-07",33,"UTTAR PRADESH","STATE","UPHPC","HYDRO",null,null,null,null,null,null,null,null,null,null,null,null,null,null,null,null,null,null,null,null,null,null,null,0,0]
[327,"OBRA",3,"1971-04-09",33,"UTTAR PRADESH","STATE","UPHPC","HYDRO",null,null,null,null,null,null,null,null,null,null,null,null,null,null,null,null,null,null,null,null,null,null,null,0,0]
[328,"OBRA-A ",0,null,1094,"UTTAR PRADESH","STATE","UPRVUNL","THERMAL","COAL","OIL",3182.7420000000002,3586521.0454319986,1.1268651513166945,1,null,3505.6109999999999,3682318.3334171288,1.0504069999258701,1,null,3359.8139999999999,3673031.7654814506,1.0932247337148575,1,null,3866.7069999999999,3931810.4733846076,1.0168369295590816,1,null,3319.0540000000001,3412484.1984417099,1.02814964699029,1]
[328,"OBRA-A ",1,"1967-06-29",0,"UTTAR PRADESH","STATE","UPRVUNL","THERMAL","COAL","OIL"]
[328,"OBRA-A ",2,"1968-03-11",0,"UTTAR PRADESH","STATE","UPRVUNL","THERMAL","COAL","OIL"]
[328,"OBRA-A ",3,"1968-10-13",0,"UTTAR PRADESH","STATE","UPRVUNL","THERMAL","COAL","OIL"]
[328,"OBRA-A ",4,"1969-07-16",0,"UTTAR PRADESH","STATE","UPRVUNL","THERMAL","COAL","OIL"]
[328,"OBRA-A ",5,"1971-07-30",0,"UTTAR PRADESH","STATE","UPRVUNL","THERMAL","COAL","OIL"]
[328,"OBRA-A ",6,"1973-10-31",0,"UTTAR PRADESH","STATE","UPRVUNL","THERMAL","COAL","OIL"]
[328,"OBRA-A ",7,"1974-12-14",0,"UTTAR PRADESH","STATE","UPRVUNL","THERMAL","COAL","OIL"]
[328,"OBRA-A ",8,"1975-09-15",94,"UTTAR PRADESH","STATE","UPRVUNL","THERMAL","COAL","OIL"]
[328,"OBRA-A ",9,"1980-01-26",200,"UTTAR PRADESH","STATE","UPRVUNL","THERMAL","COAL","OIL"]
[328,"OBRA-A ",10,"1979-01-14",200,"UTTAR PRADESH","STATE","UPRVUNL","THERMAL","COAL","OIL"]
[328,"OBRA-A ",11,"1977-12-31",200,"UTTAR PRADESH","STATE","UPRVUNL","THERMAL","COAL","OIL"]
[328,"OBRA-A ",12,"1981-03-28",200,"UTTAR PRADESH","STATE","UPRVUNL","THERMAL","COAL","OIL"]
[328,"OBRA-A ",13,"1982-07-21",200,"UTTAR PRADESH","STATE","UPRVUNL","THERMAL","COAL","OIL"]
[329,"OMKARESHWAR",0,null,520,"MADHYA PRADESH","STATE","NHDC","HYDRO",null,null,1123.2853500000001,0,0,null,null,950.23495000000003,0,0,null,null,1420.5615,0,0,null,null,441.38200000000006,0,0,null,null,608.97979999999995,0,0]
[329,"OMKARESHWAR",1,"2007-07-21",65,"MADHYA PRADESH","STATE","NHDC","HYDRO",null,null,null,null,null,null,null,null,null,null,null,null,null,null,null,null,null,null,null,null,null,null,null,0,0]
[329,"OMKARESHWAR",2,"2007-08-09",65,"MADHYA PRADESH","STATE","NHDC","HYDRO",null,null,null,null,null,null,null,null,null,null,null,null,null,null,null,null,null,null,null,null,null,null,null,0,0]
[329,"OMKARESHWAR",3,"2007-08-29",65,"MADHYA PRADESH","STATE","NHDC","HYDRO",null,null,null,null,null,null,null,null,null,null,null,null,null,null,null,null,null,null,null,null,null,null,null,0,0]
[329,"OMKARESHWAR",4,"2007-09-13",65,"MADHYA PRADESH","STATE","NHDC","HYDRO",null,null,null,null,null,null,null,null,null,null,null,null,null,null,null,null,null,null,null,null,null,null,null,0,0]
[329,"OMKARESHWAR",5,"2007-09-29",65,"MADHYA PRADESH","STATE","NHDC","HYDRO",null,null,null,null,null,null,null,null,null,null,null,null,null,null,null,null,null,null,null,null,null,null,null,0,0]
[329,"OMKARESHWAR",6,"2007-10-18",65,"MADHYA PRADESH","STATE","NHDC","HYDRO",null,null,null,null,null,null,null,null,null,null,null,null,null,null,null,null,null,null,null,null,null,null,null,0,0]
[329,"OMKARESHWAR",7,"2007-10-27",65,"MADHYA PRADESH","STATE","NHDC","HYDRO",null,null,null,null,null,null,null,null,null,null,null,null,null,null,null,null,null,null,null,null,null,null,null,0,0]
[329,"OMKARESHWAR",8,"2007-11-04",65,"MADHYA PRADESH","STATE","NHDC","HYDRO",null,null,null,null,null,null,null,null,null,null,null,null,null,null,null,null,null,null,null,null,null,null,null,0,0]
[330,"P.NALLUR CCGT",0,null,330.5,"TAMIL NADU","PVT","PPNPG","THERMAL","GAS","NAPT",1142.9657689999999,593306.53831070452,0.51909388225143305,1,null,152.25296599999999,83241.646094979194,0.54673250894159398,1,null,195.88466099999999,106991.3020803564,0.54619540669576172,1,null,0,85683.23233967612,0,1,null,0,0,0,1]
[330,"P.NALLUR CCGT",1,"2001-02-22",330.5,"TAMIL NADU","PVT","PPNPG","THERMAL","GAS","NAPT",null,null,null,null,null,null,null,null,null,null,null,null,null,null,null,null,null,null,null,null,0,0,0]
[331,"PAGUTHAN",0,null,655,"GUJARAT","PVT","GPEC","THERMAL","GAS","NAPT",290.58999999999997,141686.39315909517,0.48758179276332697,1,null,875.54,409940.72005643276,0.46821472469154213,1,null,273.01,133952.48295137277,0.4906504631748756,1,null,424.73,231940.511004042,0.5460893061569515,1,null,285,156758.97226065121,0.55003148161631998,1]
[331,"PAGUTHAN",1,"1997-10-10",135,"GUJARAT","PVT","GPEC","THERMAL","GAS","NAPT",null,null,null,null,null,null,null,null,null,null,null,null,null,null,null,null,null,null,null,null,0,0,0]
[331,"PAGUTHAN",2,"1998-06-02",135,"GUJARAT","PVT","GPEC","THERMAL","GAS","NAPT",null,null,null,null,null,null,null,null,null,null,null,null,null,null,null,null,null,null,null,null,0,0,0]
[331,"PAGUTHAN",3,"1998-06-03",135,"GUJARAT","PVT","GPEC","THERMAL","GAS","NAPT",null,null,null,null,null,null,null,null,null,null,null,null,null,null,null,null,null,null,null,null,0,0,0]
[331,"PAGUTHAN",4,"1998-12-11",250,"GUJARAT","PVT","GPEC","THERMAL","GAS","NAPT",null,null,null,null,null,null,null,null,null,null,null,null,null,null,null,null,null,null,null,null,0,0,0]
[332,"PAINAMPURAM",0,null,1320,"ANDHRA PRADESH","PVT","Th. Powertech Corp. Ltd.","THERMAL","COAL","OIL",0,0,0,1,null,6348.3,5536494.0021985993,0.8721223008047192,1,null,8470.57,7139312.0954980291,0.84283727015986287,1,null,9271.61,7703734.8393037301,0.83089504835769945,1,null,7904.47,6743632.9681126168,0.85314169933121597,1]
[332,"PAINAMPURAM",1,"2015-02-07",660,"ANDHRA PRADESH","PVT","Th. Powertech Corp. Ltd.","THERMAL","COAL","OIL",0,0,0,null,1,3966.04,3546841.6255562175,0.89430303919179266,null,1,4616.43,4003868.2016145573,0.86730833167936205,null,1,4652.8900000000003,3910302.3070769752,0.84040291240002984,null,1,3100.12,2652731.176337658,0.85568661094978837,null,1]
[332,"PAINAMPURAM",2,"2015-09-03",660,"ANDHRA PRADESH","PVT","Th. Powertech Corp. Ltd.","THERMAL","COAL","OIL",null,null,null,null,null,2382.2600000000002,1989652.3768409283,0.8351953090094818,null,1,3854.14,3135443.8938834723,0.81352620659433039,null,1,4618.72,3793432.532226753,0.82131684367676594,null,1,4804.3500000000004,4090901.7917749598,0.85149953516603893,null,1]
[333,"PAITHON",0,null,12,"MAHARASHTRA","STATE","MAHAGENCO","HYDRO",null,null,"-",0,0,null,null,"-",0,0,null,null,"-",0,0,null,null,"-",0,0,null,null,"-",0,0]
[333,"PAITHON",1,"1984-11-20",12,"MAHARASHTRA","STATE","MAHAGENCO","HYDRO",null,null,"-",null,null,null,null,"-",null,null,null,null,"-",null,null,null,null,"-",null,null,null,null,"-",0,0]
[334,"PALATANA CCPP",0,null,726.6,"TRIPURA","PVT","Th. Powertech Corp. Ltd.","THERMAL","GAS","n/a",2391.7959999999998,942001.59031435824,0.39384696283226422,1,null,3337.2930000000001,1313913.7909563885,0.39370645339093346,1,null,3993.9580000000001,1557055.7757930269,0.38985281662777299,1,null,3870.43,1536426.2433004742,0.39696525794303844,1,null,4515.9548000000004,1744737.944517571,0.38634973594456057,1]
[334,"PALATANA CCPP",1,"2013-01-03",363.3,"TRIPURA","PVT","ONGC","THERMAL","GAS","n/a",2378.925590797412,936932.61873951054,0.39384696283226422,null,"CDM#6888",2051.249077437702,802775.09595577884,0.39135915027859886,null,"CDM#6888",1933.6324595414676,757010.99192057073,0.39149683704631472,null,"CDM#6888",1910.5207333820199,758410.3557325165,0.39696525794303844,null,"CDM#6888",2210.2664282948663,856422.38779640628,0.38747473011979938,null,"CDM#6888"]
[334,"PALATANA CCPP",2,"2014-11-08",363.3,"TRIPURA","PVT","ONGC","THERMAL","GAS","n/a",12.870409202587417,5068.9715748474782,0.39384696283226422,null,"CDM#6888",1286.0437989094351,511138.69500060985,0.39745045653503819,null,"CDM#6888",2060.3255404585325,800044.78387245617,0.38830988994797566,null,"CDM#6888",1959.9092666179799,778015.88756795775,0.39696525794303844,null,"CDM#6888",2305.6883717051342,888315.55672116473,0.38527130015589467,null,"CDM#6888"]
[335,"PALLIVASAL",0,null,37.5,"KERALA","STATE","KSEB","HYDRO",null,null,210.60169999999999,0,0,null,null,217.59655000000001,0,0,null,null,165.21975,0,0,null,null,187.44804999999999,0,0,null,null,184.32374999999999,0,0]
[335,"PALLIVASAL",1,"2001-11-19",5,"KERALA","STATE","KSEB","HYDRO",null,null,null,null,null,null,null,null,null,null,null,null,null,null,null,null,null,null,null,null,null,null,null,0,0]
[335,"PALLIVASAL",2,"2001-11-16",5,"KERALA","STATE","KSEB","HYDRO",null,null,null,null,null,null,null,null,null,null,null,null,null,null,null,null,null,null,null,null,null,null,null,0,0]
[335,"PALLIVASAL",3,"2001-11-20",5,"KERALA","STATE","KSEB","HYDRO",null,null,null,null,null,null,null,null,null,null,null,null,null,null,null,null,null,null,null,null,null,null,null,0,0]
[335,"PALLIVASAL",4,"1948-05-31",7.5,"KERALA","STATE","KSEB","HYDRO",null,null,null,null,null,null,null,null,null,null,null,null,null,null,null,null,null,null,null,null,null,null,null,0,0]
[335,"PALLIVASAL",5,"1949-10-31",7.5,"KERALA","STATE","KSEB","HYDRO",null,null,null,null,null,null,null,null,null,null,null,null,null,null,null,null,null,null,null,null,null,null,null,0,0]
[335,"PALLIVASAL",6,"1951-03-07",7.5,"KERALA","STATE","KSEB","HYDRO",null,null,null,null,null,null,null,null,null,null,null,null,null,null,null,null,null,null,null,null,null,null,null,0,0]
[336,"PAMPORE GT",0,null,175,"JAMMU & KASHMIR","STATE","JKEB","THERMAL","DISL","n/a",0,0,0,1,null,0,0,0,1,null,0,0,0,1,null,0,0,0,1,null,0,0,0,1]
[336,"PAMPORE GT",1,"1989-03-31",25,"JAMMU & KASHMIR","STATE","JKEB","THERMAL","DISL","n/a",null,null,null,null,null,null,null,null,null,null,null,null,null,null,null,null,null,null,null,null,null,0,0]
[336,"PAMPORE GT",2,"1989-07-20",25,"JAMMU & KASHMIR","STATE","JKEB","THERMAL","DISL","n/a",null,null,null,null,null,null,null,null,null,null,null,null,null,null,null,null,null,null,null,null,null,0,0]
[336,"PAMPORE GT",3,"1989-12-11",25,"JAMMU & KASHMIR","STATE","JKEB","THERMAL","DISL","n/a",null,null,null,null,null,null,null,null,null,null,null,null,null,null,null,null,null,null,null,null,null,0,0]
[336,"PAMPORE GT",4,"1994-01-07",25,"JAMMU & KASHMIR","STATE","JKEB","THERMAL","DISL","n/a",null,null,null,null,null,null,null,null,null,null,null,null,null,null,null,null,null,null,null,null,null,0,0]
[336,"PAMPORE GT",5,"1994-02-07",25,"JAMMU & KASHMIR","STATE","JKEB","THERMAL","DISL","n/a",null,null,null,null,null,null,null,null,null,null,null,null,null,null,null,null,null,null,null,null,null,0,0]
[336,"PAMPORE GT",6,"1994-04-24",25,"JAMMU & KASHMIR","STATE","JKEB","THERMAL","DISL","n/a",null,null,null,null,null,null,null,null,null,null,null,null,null,null,null,null,null,null,null,null,null,0,0]
[336,"PAMPORE GT",7,"1994-01-31",25,"JAMMU & KASHMIR","STATE","JKEB","THERMAL","DISL","OIL",null,null,null,null,null,null,null,null,null,null,null,null,null,null,null,null,null,null,null,null,null,0,0]
[336,"PAMPORE GT",8,"1995-03-30",25,"JAMMU & KASHMIR","STATE","JKEB","THERMAL","DISL","n/a",null,null,null,null,null,null,null,null,null,null,null,null,null,null,null,null,null,null,null,null,null,0,0]
[337,"PANCHET",0,null,80,"BIHAR","CENTER","DVC","HYDRO",null,null,128.61369999999999,0,0,null,null,68.625150000000005,0,0,null,null,132.84244999999999,0,0,null,null,141.2303,0,0,null,null,79.391050000000007,0,0]
[337,"PANCHET",1,"1959-09-14",40,"BIHAR","CENTER","DVC","HYDRO",null,null,null,null,null,null,null,null,null,null,null,null,null,null,null,null,null,null,null,null,null,null,null,0,0]
[337,"PANCHET",2,"1991-03-08",40,"BIHAR","CENTER","DVC","HYDRO",null,null,null,null,null,null,null,null,null,null,null,null,null,null,null,null,null,null,null,null,null,null,null,0,0]
[338,"PANIPAT",0,null,920,"HARYANA","STATE","HPGCL","THERMAL","COAL","OIL",3921.79,4249316.7934302874,1.0835146179245414,1,null,1513.72,1614257.4331969682,1.0664174571234892,1,null,1978.8,2077421.6544242962,1.0498391219043339,1,null,2327.9,2521570.6529369703,1.0831954349142878,1,null,3075.09,3179687.3263850012,1.0340143951510365,1]
[338,"PANIPAT",1,"1979-03-30",0,"HARYANA","STATE","HPGCL","THERMAL","COAL","OIL",null,null,null,null,null,null,null,null,null,null,null,null,null,null,null,null,null,null,null,null,null,0,0]
[338,"PANIPAT",2,"1980-02-21",0,"HARYANA","STATE","HPGCL","THERMAL","COAL","OIL",null,null,null,null,null,null,null,null,null,null,null,null,null,null,null,null,null,null,null,null,null,0,0]
[338,"PANIPAT",3,"1985-11-01",0,"HARYANA","STATE","HPGCL","THERMAL","COAL","OIL",null,null,null,null,null,null,null,null,null,null,null,null,null,null,null,null,null,null,null,null,null,0,0]
[338,"PANIPAT",4,"1987-01-11",0,"HARYANA","STATE","HPGCL","THERMAL","COAL","OIL",null,null,null,null,null,null,null,null,null,null,null,null,null,null,null,null,null,null,null,null,null,0,0]
[338,"PANIPAT",5,"1989-03-28",210,"HARYANA","STATE","HPGCL","THERMAL","COAL","OIL",null,null,null,null,null,null,null,null,null,null,null,null,null,null,null,null,null,null,null,null,null,0,0]
[338,"PANIPAT",6,"2001-04-01",210,"HARYANA","STATE","HPGCL","THERMAL","COAL","OIL",null,null,null,null,null,null,null,null,null,null,null,null,null,null,null,null,null,null,null,null,null,0,0]
[338,"PANIPAT",7,"2004-09-26",250,"HARYANA","STATE","HPGCL","THERMAL","COAL","OIL",null,null,null,null,null,null,null,null,null,null,null,null,null,null,null,null,null,null,null,null,null,0,0]
[338,"PANIPAT",8,"2005-01-28",250,"HARYANA","STATE","HPGCL","THERMAL","COAL","OIL",null,null,null,null,null,null,null,null,null,null,null,null,null,null,null,null,null,null,null,null,null,0,0]
[339,"PANKI",0,null,0,"UTTAR PRADESH","STATE","UPRVUNL","THERMAL","COAL","OIL",852.53700000000003,1141533.7503918936,1.338984408174535,1,null,454.12150000000003,679465.20472628658,1.496218973834726,1,null,664.88490000000002,1091970.9059065941,1.6423457742935568,1,null,289.28379999999999,536145.63317975355,1.8533551936878374,1,null,0,0,0,1]
[339,"PANKI",1,"1985-02-19",0,"UTTAR PRADESH","STATE","UPRVUNL","THERMAL","COAL","OIL",null,null,null,null,null,null,null,null,null,null,null,null,null,null,null,null,null,null,null,null,null,0,0]
[339,"PANKI",2,"1976-11-10",0,"UTTAR PRADESH","STATE","UPRVUNL","THERMAL","COAL","OIL",null,null,null,null,null,null,null,null,null,null,null,null,null,null,null,null,null,null,null,null,null,0,0]
[339,"PANKI",3,"1977-03-24",0,"UTTAR PRADESH","STATE","UPRVUNL","THERMAL","COAL","OIL",null,null,null,null,null,null,null,null,null,null,null,null,null,null,null,null,null,null,null,null,null,0,0]
[340,"PANNIAR",0,null,30,"KERALA","STATE","KSEB","HYDRO",null,null,154.12550000000002,0,0,null,null,173.42850000000001,0,0,null,null,62.018349999999998,0,0,null,null,128.82264999999998,0,0,null,null,114.01705,0,0]
[340,"PANNIAR",1,"1963-12-19",15,"KERALA","STATE","KSEB","HYDRO",null,null,null,null,null,null,null,null,null,null,null,null,null,null,null,null,null,null,null,null,null,null,null,0,0]
[340,"PANNIAR",2,"2001-11-20",15,"KERALA","STATE","KSEB","HYDRO",null,null,null,null,null,null,null,null,null,null,null,null,null,null,null,null,null,null,null,null,null,null,null,0,0]
[341,"PAPANASAM",0,null,32,"TAMIL NADU","STATE","TNEB","HYDRO",null,null,117.63885000000001,0,0,null,null,115.98715,0,0,null,null,66.207300000000004,0,0,null,null,114.70360000000001,0,0,null,null,120.30545000000001,0,0]
[341,"PAPANASAM",1,"1944-04-08",8,"TAMIL NADU","STATE","TNEB","HYDRO",null,null,null,null,null,null,null,null,null,null,null,null,null,null,null,null,null,null,null,null,null,null,null,0,0]
[341,"PAPANASAM",2,"1944-12-12",8,"TAMIL NADU","STATE","TNEB","HYDRO",null,null,null,null,null,null,null,null,null,null,null,null,null,null,null,null,null,null,null,null,null,null,null,0,0]
[341,"PAPANASAM",3,"1945-06-10",8,"TAMIL NADU","STATE","TNEB","HYDRO",null,null,null,null,null,null,null,null,null,null,null,null,null,null,null,null,null,null,null,null,null,null,null,0,0]
[341,"PAPANASAM",4,"1951-07-08",8,"TAMIL NADU","STATE","TNEB","HYDRO",null,null,null,null,null,null,null,null,null,null,null,null,null,null,null,null,null,null,null,null,null,null,null,0,0]
[342,"PARAS",0,null,500,"MAHARASHTRA","STATE","MAHAGENCO","THERMAL","COAL","OIL",2598.6179999999999,2726427.6700038249,1.049183708418792,1,null,3175.473,3294437.9533338291,1.0374636954349254,1,null,2681.1660000000002,2772414.1878878488,1.0340330243960458,1,null,2810.625,2893195.1590374028,1.0293778640115288,1,null,2354.107,2436124.1334501952,1.0348400193577418,1]
[342,"PARAS",1,"1967-10-25",0,"MAHARASHTRA","STATE","MAHAGENCO","THERMAL","COAL","OIL"]
[342,"PARAS",2,"2008-03-31",250,"MAHARASHTRA","STATE","MAHAGENCO","THERMAL","COAL","OIL"]
[342,"PARAS",3,"2010-03-27",250,"MAHARASHTRA","STATE","MAHAGENCO","THERMAL","COAL","OIL"]
[343,"PARBATI-III",0,null,520,"HIMACHAL","CENTER","NHPC","HYDRO",null,null,657.47609999999997,0,0,null,null,639.78499999999997,0,0,null,null,679.06759999999997,0,0,null,null,706.97735,0,0,null,null,605.25850000000003,0,0]
[343,"PARBATI-III",1,"2014-02-18",130,"HIMACHAL","CENTER","NHPC","HYDRO",null,null,170.43947194602271,0,0,null,1,159.94624999999999,null,null,null,1,169.76689999999999,null,null,null,1,176.7443375,null,0,null,null,null,0,0]
[343,"PARBATI-III",2,"2014-02-27",130,"HIMACHAL","CENTER","NHPC","HYDRO",null,null,170.43947194602271,0,0,null,1,159.94624999999999,null,null,null,1,169.76689999999999,null,null,null,1,176.7443375,null,0,null,null,null,0,0]
[343,"PARBATI-III",3,"2014-03-15",130,"HIMACHAL","CENTER","NHPC","HYDRO",null,null,170.43947194602271,0,0,null,1,159.94624999999999,null,null,null,1,169.76689999999999,null,null,null,1,176.7443375,null,0,null,null,null,0,0]
[343,"PARBATI-III",4,"2014-05-22",130,"HIMACHAL","CENTER","NHPC","HYDRO",null,null,146.1576841619318,null,null,null,1,159.94624999999999,null,null,null,1,169.76689999999999,null,null,null,1,176.7443375,null,0,null,1,null,0,0]
[344,"PARE",0,null,110,"ARUNACHAL","CENTER","NEEPCO","HYDRO",null,null,null,null,null,null,null,null,null,null,null,null,null,null,null,null,null,null,null,null,null,null,345.40967299999994,0,0]
[344,"PARE",1,"2018-05-28",55,"ARUNACHAL","CENTER","NEEPCO","HYDRO",null,null,null,null,null,null,null,null,null,null,null,null,null,null,null,null,null,null,null,null,null,null,170.7580831095008,0,0,null,1]
[344,"PARE",2,"2018-05-21",55,"ARUNACHAL","CENTER","NEEPCO","HYDRO",null,null,null,null,null,null,null,null,null,null,null,null,null,null,null,null,null,null,null,null,null,null,174.6515898904992,0,0,null,1]
[345,"PARICHA",0,null,1140,"UTTAR PRADESH","STATE","UPRVUNL","THERMAL","COAL","OIL",5673.3739999999998,6299042.3868905157,1.1102815338615992,1,null,6039.88,6186486.7830060627,1.0242731284406417,1,null,5474.15,6028604.57557349,1.1012859668758601,1,null,5795.848,6067064.3896939894,1.0467949452252698,1,null,4505.33,4652774.7316022646,1.0327267329146288,1]
[345,"PARICHA",1,"1984-03-31",110,"UTTAR PRADESH","STATE","UPRVUNL","THERMAL","COAL","OIL",308.64400000000001,444548.04802107706,1.4403262270482402]
[345,"PARICHA",2,"1985-02-25",110,"UTTAR PRADESH","STATE","UPRVUNL","THERMAL","COAL","OIL",0,0,0]
[345,"PARICHA",3,"2006-03-29",210,"UTTAR PRADESH","STATE","UPRVUNL","THERMAL","COAL","OIL",921.53,1104919.9608926978,1.1990059584524626]
[345,"PARICHA",4,"2006-12-28",210,"UTTAR PRADESH","STATE","UPRVUNL","THERMAL","COAL","OIL",1273.7,1483824.8732141778,1.164972028903335]
[345,"PARICHA",5,"2012-05-24",250,"UTTAR PRADESH","STATE","UPRVUNL","THERMAL","COAL","OIL",1448.06,1498748.2799188418,1.0350042677229132,null,1,1645.88,1698855.5289889136,1.0321867505461599]
[345,"PARICHA",6,"2013-03-11",250,"UTTAR PRADESH","STATE","UPRVUNL","THERMAL","COAL","OIL",1721.44,1767001.2240574027,1.0264669253981564,null,1,1216.44,1209805.6059519285,0.99454605730815204,null,1]
[346,"PARLI",0,null,1170,"MAHARASHTRA","STATE","MAHAGENCO","THERMAL","COAL","OIL",4079.5250000000001,4521225.9915786404,1.108272652227561,1,null,1144.014052,1295313.088825512,1.132252778329957,1,null,1420.412,1495907.6122604653,1.0531505029952333,1,null,2737.058,2986909.3974492657,1.0912846558053451,1,null,2536.1514703379098,2588056.6175298775,1.0204661069336887,1]
[346,"PARLI",1,"1971-11-30",0,"MAHARASHTRA","STATE","MAHAGENCO","THERMAL","COAL","OIL"]
[346,"PARLI",2,"1972-06-30",0,"MAHARASHTRA","STATE","MAHAGENCO","THERMAL","COAL","OIL"]
[346,"PARLI",3,"1980-09-20",0,"MAHARASHTRA","STATE","MAHAGENCO","THERMAL","COAL","OIL"]
[346,"PARLI",4,"1985-03-26",210,"MAHARASHTRA","STATE","MAHAGENCO","THERMAL","COAL","OIL"]
[346,"PARLI",5,"1987-12-31",210,"MAHARASHTRA","STATE","MAHAGENCO","THERMAL","COAL","OIL"]
[346,"PARLI",6,"2007-02-16",250,"MAHARASHTRA","STATE","MAHAGENCO","THERMAL","COAL","OIL"]
[346,"PARLI",7,"2010-02-10",250,"MAHARASHTRA","STATE","MAHAGENCO","THERMAL","COAL","OIL",1336.51,1416107.8088834656,1.0595564633885759,null,null,null,0,0]
[346,"PARLI",8,"2016-03-30",250,"MAHARASHTRA","STATE","MAHAGENCO","THERMAL","COAL","OIL",null,null,null,null,null,0,0,0,null,1,21.724,37750.641705248243,1.7377389847748226,null,1,752.02300000000002,869891.37293504272,1.1567350638677842,null,1,1170.7612584100864,1166440.3818732076,0.99630934444931452,null,1]
[347,"PARSEN_S VALLE",0,null,30,"TAMIL NADU","STATE","TNEB","HYDRO",null,null,34.655850000000001,0,0,null,null,25.501849999999997,0,0,null,null,23.830249999999999,0,0,null,null,26.974450000000001,0,0,null,null,45.710299999999997,0,0]
[347,"PARSEN_S VALLE",1,"2000-03-29",30,"TAMIL NADU","STATE","TNEB","HYDRO",null,null,null,null,null,null,null,null,null,null,null,null,null,null,null,null,null,null,null,null,null,null,null,0,0]
[348,"PATHADI TPS PH -I",0,null,600,"CHATTISGARH","PVT","LANCO AMARKANTAK","THERMAL","COAL","OIL",2042.34,1997703.5365847319,0.97814445027993968,1,null,2702.5,2661530.6702607116,0.98484021101228914,1,null,4076.98,3951477.6776654562,0.96921684130544083,1,null,3805.59,3678124.3788647377,0.96650568738743214,1,null,3942.92,3855087.8612523782,0.97772408804956179,1]
[348,"PATHADI TPS PH -I",1,"2009-06-04",300,"CHATTISGARH","PVT","LANCO AMARKANTAK","THERMAL","COAL","OIL",2042.34,1997703.5365847319,0.97814445027993968]
[348,"PATHADI TPS PH -I",2,"2010-03-25",300,"CHATTISGARH","PVT","LANCO AMARKANTAK","THERMAL","COAL","OIL",0]
[349,"PATHRI",0,null,20.399999999999999,"UTTARAKHAND","STATE","UJVNL","HYDRO",null,null,"-",0,0,null,null,"-",0,0,null,null,"-",0,0,null,null,"-",0,0,null,null,"-",0,0]
[349,"PATHRI",1,"1955-07-25",6.8,"UTTARAKHAND","STATE","UJVNL","HYDRO",null,null,"-",null,null,null,null,"-",null,null,null,null,"-",null,null,null,null,"-",null,null,null,null,"-",0,0]
[349,"PATHRI",2,"1955-09-18",6.8,"UTTARAKHAND","STATE","UJVNL","HYDRO",null,null,"-",null,null,null,null,"-",null,null,null,null,"-",null,null,null,null,"-",null,null,null,null,"-",0,0]
[349,"PATHRI",3,"1955-12-14",6.8,"UTTARAKHAND","STATE","UJVNL","HYDRO",null,null,"-",null,null,null,null,"-",null,null,null,null,"-",null,null,null,null,"-",null,null,null,null,"-",0,0]
[350,"PATRATU",0,null,0,"JHARKHAND","STATE","JSEB","THERMAL","COAL","OIL",645.43556662949993,1255508.4238678883,1.945211092757442,1,null,501.58879919999998,897391.01372665307,1.7890969957023175,1,null,325.05,544785.53181131184,1.676005327830524,1,null,0,0,0,1,null,0,0,0,1]
[350,"PATRATU",1,"1966-10-01",0,"JHARKHAND","STATE","JSEB","THERMAL","COAL","OIL",null,null,null,null,null,null,null,null,null,null,null,null,null,null,null,null,null,null,null,null,null,0,0]
[350,"PATRATU",2,"1967-06-01",0,"JHARKHAND","STATE","JSEB","THERMAL","COAL","OIL",null,null,null,null,null,null,null,null,null,null,null,null,null,null,null,null,null,null,null,null,null,0,0]
[350,"PATRATU",3,"1969-02-01",0,"JHARKHAND","STATE","JSEB","THERMAL","COAL","OIL",null,null,null,null,null,null,null,null,null,null,null,null,null,null,null,null,null,null,null,null,null,0,0]
[350,"PATRATU",4,"1970-01-01",0,"JHARKHAND","STATE","JSEB","THERMAL","COAL","OIL",null,null,null,null,null,null,null,null,null,null,null,null,null,null,null,null,null,null,null,null,null,0,0]
[350,"PATRATU",5,"1971-12-17",0,"JHARKHAND","STATE","JSEB","THERMAL","COAL","OIL",null,null,null,null,null,null,null,null,null,null,null,null,null,null,null,null,null,null,null,null,null,0,0]
[350,"PATRATU",6,"1972-03-13",0,"JHARKHAND","STATE","JSEB","THERMAL","COAL","OIL",null,null,null,null,null,null,null,null,null,null,null,null,null,null,null,null,null,null,null,null,null,0,0]
[350,"PATRATU",7,"1977-01-17",0,"JHARKHAND","STATE","JSEB","THERMAL","COAL","OIL",null,null,null,null,null,null,null,null,null,null,null,null,null,null,null,null,null,null,null,null,null,0,0]
[350,"PATRATU",8,"1978-03-02",0,"JHARKHAND","STATE","JSEB","THERMAL","COAL","OIL",null,null,null,null,null,null,null,null,null,null,null,null,null,null,null,null,null,null,null,null,null,0,0]
[350,"PATRATU",9,"1984-03-30",0,"JHARKHAND","STATE","JSEB","THERMAL","COAL","OIL",null,null,null,null,null,null,null,null,null,null,null,null,null,null,null,null,null,null,null,null,null,0,0]
[350,"PATRATU",10,"1986-03-02",0,"JHARKHAND","STATE","JSEB","THERMAL","COAL","OIL",null,null,null,null,null,501.58879919999998,897391.01372665307,1.7890969957023175,null,null,325.05,544785.53181131184,1.676005327830524,null,null,null,null,null,null,null,null,0,0]
[351,"PAWANA",0,null,10,"MAHARASHTRA","STATE","MAHAGENCO","HYDRO",null,null,"-",0,0,null,null,"-",0,0,null,null,"-",0,0,null,null,"-",0,0,null,null,"-",0,0]
[351,"PAWANA",1,"1988-06-11",10,"MAHARASHTRA","STATE","MAHAGENCO","HYDRO",null,null,"-",null,null,null,null,"-",null,null,null,null,"-",null,null,null,null,"-",null,null,null,null,"-",0,0]
[352,"PEDDAPURAM CCGT(Samalkot)",0,null,220,"ANDHRA PRADESH","PVT","REL","THERMAL","GAS","NAPT",160.87280000000001,95063.417095758225,0.59092287257857279,1,null,0,0,0,1,null,0,0,0,1,null,0,0,0,1,null,0,0,0,1]
[352,"PEDDAPURAM CCGT",1,"2002-11-08",220,"ANDHRA PRADESH","PVT","REL","THERMAL","GAS","NAPT",null,null,null,null,null,null,null,null,null,null,null,null,null,null,null,null,null,null,null,null,null,0,0]
[353,"PENCH",0,null,160,"MADHYA PRADESH","STATE","MPGPCL","HYDRO",null,null,388.17935,0,0,null,null,376.61744999999996,0,0,null,null,358.33929999999998,0,0,null,null,158.73235,0,0,null,null,130.95195000000001,0,0]
[353,"PENCH",1,"1986-09-09",80,"MADHYA PRADESH","STATE","MPGPCL","HYDRO",null,null,null,null,null,null,null,null,null,null,null,null,null,null,null,null,null,null,null,null,null,null,null,0,0]
[353,"PENCH",2,"1987-03-09",80,"MADHYA PRADESH","STATE","MPGPCL","HYDRO",null,null,null,null,null,null,null,null,null,null,null,null,null,null,null,null,null,null,null,null,null,null,null,0,0]
[354,"PENNA AHOBELAM",0,null,20,"ANDHRA PRADESH","STATE","APGENCO","HYDRO",null,null,"-",0,0,null,null,"-",0,0,null,null,"-",0,0,null,null,"-",0,0,null,null,"-",0,0]
[354,"PENNA AHOBELAM",1,"1994-01-10",10,"ANDHRA PRADESH","STATE","APGENCO","HYDRO",null,null,"-",null,null,null,null,"-",null,null,null,null,"-",null,null,null,null,"-",null,null,null,null,"-",0,0]
[354,"PENNA AHOBELAM",2,"1994-01-23",10,"ANDHRA PRADESH","STATE","APGENCO","HYDRO",null,null,"-",null,null,null,null,"-",null,null,null,null,"-",null,null,null,null,"-",null,null,null,null,"-",0,0]
[355,"PERIYAR",0,null,161,"TAMIL NADU","STATE","TNEB","HYDRO",null,null,524.92219999999998,0,0,null,null,502.25609999999995,0,0,null,null,93.440449999999998,0,0,null,null,285.66450000000003,0,0,null,null,699.48500000000001,0,0]
[355,"PERIYAR",1,"1958-10-12",35,"TAMIL NADU","STATE","TNEB","HYDRO",null,null,null,null,null,null,null,null,null,null,null,null,null,null,null,null,null,null,null,null,null,null,null,0,0]
[355,"PERIYAR",2,"1959-02-19",35,"TAMIL NADU","STATE","TNEB","HYDRO",null,null,null,null,null,null,null,null,null,null,null,null,null,null,null,null,null,null,null,null,null,null,null,0,0]
[355,"PERIYAR",3,"1959-07-06",35,"TAMIL NADU","STATE","TNEB","HYDRO",null,null,null,null,null,null,null,null,null,null,null,null,null,null,null,null,null,null,null,null,null,null,null,0,0]
[355,"PERIYAR",4,"1965-12-22",35,"TAMIL NADU","STATE","TNEB","HYDRO",null,null,null,null,null,null,null,null,null,null,null,null,null,null,null,null,null,null,null,null,null,null,null,0,0]
[356,"PIPAVAV CCCP",0,null,702.86,"GUJARAT","STATE","GSECL","THERMAL","GAS","OIL",2.2058499999999999,4975.5738087542759,2.2556265424912287,1,null,454.95400000000001,224124.54822818306,0.49263122915323981,1,null,216.621274,93629.091768018639,0.43222482279380664,1,null,160.5282,73432.386883670319,0.45744228667405679,1,null,475.9,191159.77542313526,0.40168055352623511,1]
[356,"PIPAVAV CCCP",1,"2013-03-27",351.43,"GUJARAT","STATE","GSECL","THERMAL","GAS","OIL",0,null,null,null,"CDM#9675",0,0,0,null,"CDM#9675",177.68564000000001,75112.332267291247,0.4227259572990324,null,"CDM#9675",126.73220000000001,56649.778695606066,0.44700382929994165,null,"CDM#9675",306.64299999999997,123245.99920202653,0.40192014558306088,null,"CDM#9675"]
[356,"PIPAVAV CCCP",2,"2014-02-05",351.43,"GUJARAT","STATE","GSECL","THERMAL","GAS","OIL",2.2058499999999999,4975.5738087542759,2.2556265424912287,null,"CDM#9675",454.95400000000001,224124.54822818306,0.49263122915323981,null,"CDM#9675",38.935634,18516.799591366023,0.47557462635297071,null,"CDM#9675",33.795999999999999,16782.59241190883,0.4965851701949589,null,"CDM#9675",169.25700000000001,67913.776221108725,0.40124648446509581,null,"CDM#9675"]
[357,"POCHAMPAD",0,null,36,"TELANGANA","STATE","APGENCO","HYDRO",null,null,12.80565,0,0,null,null,0,0,0,null,null,74.913550000000001,0,0,null,null,35.51155,0,0,null,null,31.541499999999999,0,0]
[357,"POCHAMPAD",1,"1987-07-12",9,"TELANGANA","STATE","APGENCO","HYDRO",null,null,null,null,null,null,null,null,null,null,null,null,null,null,null,null,null,null,null,null,null,null,null,0,0]
[357,"POCHAMPAD",2,"1987-10-17",9,"TELANGANA","STATE","APGENCO","HYDRO",null,null,null,null,null,null,null,null,null,null,null,null,null,null,null,null,null,null,null,null,null,null,null,0,0]
[357,"POCHAMPAD",3,"1988-07-24",9,"TELANGANA","STATE","APGENCO","HYDRO",null,null,null,null,null,null,null,null,null,null,null,null,null,null,null,null,null,null,null,null,null,null,null,0,0]
[358,"PONG",0,null,396,"HIMACHAL","CENTER","BBMB","HYDRO",null,null,1320.7231999999999,0,0,null,null,1726.0862,0,0,null,null,1363.08035,0,0,null,null,1632.36715,0,0,null,null,1504.9972,0,0]
[358,"PONG",1,"1978-01-20",66,"HIMACHAL","CENTER","BBMB","HYDRO",null,null,null,null,null,null,null,null,null,null,null,null,null,null,null,null,null,null,null,null,null,null,null,0,0]
[358,"PONG",2,"1978-03-31",66,"HIMACHAL","CENTER","BBMB","HYDRO",null,null,null,null,null,null,null,null,null,null,null,null,null,null,null,null,null,null,null,null,null,null,null,0,0]
[358,"PONG",3,"1978-10-25",66,"HIMACHAL","CENTER","BBMB","HYDRO",null,null,null,null,null,null,null,null,null,null,null,null,null,null,null,null,null,null,null,null,null,null,null,0,0]
[358,"PONG",4,"1979-03-06",66,"HIMACHAL","CENTER","BBMB","HYDRO",null,null,null,null,null,null,null,null,null,null,null,null,null,null,null,null,null,null,null,null,null,null,null,0,0]
[358,"PONG",5,"1982-09-19",66,"HIMACHAL","CENTER","BBMB","HYDRO",null,null,null,null,null,null,null,null,null,null,null,null,null,null,null,null,null,null,null,null,null,null,null,0,0]
[358,"PONG",6,"1983-02-25",66,"HIMACHAL","CENTER","BBMB","HYDRO",null,null,null,null,null,null,null,null,null,null,null,null,null,null,null,null,null,null,null,null,null,null,null,0,0]
[359,"PORINGALKUTTU",0,null,32,"KERALA","STATE","KSEB","HYDRO",null,null,150.26490000000001,0,0,null,null,158.9015,0,0,null,null,90.644499999999994,0,0,null,null,116.15629999999999,0,0,null,null,94.126999999999995,0,0]
[359,"PORINGALKUTTU",1,"1957-03-06",8,"KERALA","STATE","KSEB","HYDRO",null,null,null,null,null,null,null,null,null,null,null,null,null,null,null,null,null,null,null,null,null,null,null,0,0]
[359,"PORINGALKUTTU",2,"1958-01-13",8,"KERALA","STATE","KSEB","HYDRO",null,null,null,null,null,null,null,null,null,null,null,null,null,null,null,null,null,null,null,null,null,null,null,0,0]
[359,"PORINGALKUTTU",3,"1959-04-24",8,"KERALA","STATE","KSEB","HYDRO",null,null,null,null,null,null,null,null,null,null,null,null,null,null,null,null,null,null,null,null,null,null,null,0,0]
[359,"PORINGALKUTTU",4,"1960-06-02",8,"KERALA","STATE","KSEB","HYDRO",null,null,null,null,null,null,null,null,null,null,null,null,null,null,null,null,null,null,null,null,null,null,null,0,0]
[360,"PORINGALKUTTU L",0,null,16,"KERALA","STATE","KSEB","HYDRO",null,null,"-",0,0,null,null,"-",0,0,null,null,"-",0,0,null,null,"-",0,0,null,null,"-",0,0]
[360,"PORINGALKUTTU L",1,"1999-03-20",16,"KERALA","STATE","KSEB","HYDRO",null,null,"-",null,null,null,null,"-",null,null,null,null,"-",null,null,null,null,"-",null,null,null,null,"-",0,0]
[361,"PRAGATI CCCP -III",0,null,1371.2,"DELHI","STATE","PRAGATI POWER","THERMAL","GAS","n/a",2156.08,864983.09020963369,0.4011832075848919,1,null,1836.1148000000001,746435.70799409773,0.40652997731628637,1,null,1973.374,787113.63037822919,0.39886693063668072,1,null,2844.5074,1184732.8173152893,0.4164984128061292,1,null,3476.1990999999998,1452167.5512578569,0.41774579346098356,1]
[361,"PRAGATI CCCP -III(1)",1,"2010-10-24",216,"DELHI","STATE","PRAGATI POWER","THERMAL","GAS","n/a",669.577,396989.79186048184,0.59289639856279686,null,null,119.33654247336895,48513.881904702728,0.40652997731628637,null,null,null,null,null,null,null,null,null,null,null,null,null,0,0]
[361,"PRAGATI CCCP -III(2)",2,"2011-02-14",216,"DELHI","STATE","PRAGATI POWER","THERMAL","GAS","n/a",525.27300000000002,321843.57289212284,0.61271676421998245,null,null,732.56332250938112,297808.95088248205,0.40652997731628637,null,null,null,null,null,null,null,null,null,null,null,null,null,0,0]
[361,"PRAGATI CCCP -III(3) WHR",3,"2012-06-27",253.6,"DELHI","STATE","PRAGATI POWER","THERMAL","GAS","n/a",592.19299999999998,0,0,null,1,431.24107487212336,0,0,null,1,null,null,null,null,null,null,null,null,null,null,null,0,0]
[361,"PRAGATI CCCP -III(4)",4,"2013-05-07",216,"DELHI","STATE","PRAGATI POWER","THERMAL","GAS","n/a",249.179,146028.33530285838,0.58603788964101466,null,1,72.805811702121531,29597.744979757284,0.40652997731628637,null,1,null,null,null,null,null,null,null,null,null,null,null,0,0]
[361,"PRAGATI CCCP -III(5)",5,"2014-02-26",216,"DELHI","STATE","PRAGATI POWER","THERMAL","GAS","n/a",0,121.39014618148674,0,null,1,289.85506326932045,117834.77229588758,0.40652997731628637,null,1,310.85821466747279,123991.06194761327,0.39886693063668072,null,1,380.07872301277251,158302.18487620016,0.4164984128061292,null,null,null,0,0]
[361,"PRAGATI CCCP -III(6) WHR",6,"2014-03-27",253.6,"DELHI","STATE","PRAGATI POWER","THERMAL","GAS","n/a",119.858,0,0,null,1,190.31298517368464,0,0,null,1,364.97057056866913,0,0,null,1,204.36973478181292,0,0,null,null,null,0,0]
[362,"PRAGATI CCGT",0,null,330,"DELHI","STATE","IPGPCL","THERMAL","GAS","n/a",1799.9760000000001,781731.35901592323,0.43430099013315909,1,null,1497.798,638833.9448584019,0.42651542121060509,1,null,1759.182,737874.38209546683,0.41944175309630655,1,null,1908.4369999999999,797778.31414304522,0.41802706305895621,1,null,1479.422,623644.06228946149,0.42154575387513604,1]
[362,"PRAGATI CCGT",1,"2002-03-15",104,"DELHI","STATE","IPGPCL","THERMAL","GAS","n/a",null,null,null,null,null,null,null,null,null,null,null,null,null,null,null,null,null,null,null,null,null,0,0]
[362,"PRAGATI CCGT",2,"2002-11-09",104,"DELHI","STATE","IPGPCL","THERMAL","GAS","n/a",null,null,null,null,null,null,null,null,null,null,null,null,null,null,null,null,null,null,null,null,null,0,0]
[362,"PRAGATI CCGT",3,"2003-01-31",122,"DELHI","STATE","IPGPCL","THERMAL","GAS","n/a",null,null,null,null,null,null,null,null,null,null,null,null,null,null,null,null,null,null,null,null,null,0,0]
[363,"PRIYADARSHNI JURALA",0,null,234,"TELANGANA","STATE","APGENCO","HYDRO",null,null,223.52674999999999,0,0,null,null,30.267900000000001,0,0,null,null,210.93004999999999,0,0,null,null,216.31299999999999,0,0,null,null,164.17500000000001,0,0]
[363,"PRIYADARSHNI JURALA",1,"2008-03-28",39,"TELANGANA","STATE","APGENCO","HYDRO",null,null,null,null,null,null,null,null,null,null,null,null,null,null,null,null,null,null,null,null,null,null,null,0,0]
[363,"PRIYADARSHNI JURALA",2,"2008-08-31",39,"TELANGANA","STATE","APGENCO","HYDRO",null,null,null,null,null,null,null,null,null,null,null,null,null,null,null,null,null,null,null,null,null,null,null,0,0]
[363,"PRIYADARSHNI JURALA",3,"2009-06-27",39,"TELANGANA","STATE","APGENCO","HYDRO",null,null,null,null,null,null,null,null,null,null,null,null,null,null,null,null,null,null,null,null,null,null,null,0,0]
[363,"PRIYADARSHNI JURALA",4,"2010-08-28",39,"TELANGANA","STATE","APGENCO","HYDRO",null,null,null,null,null,null,null,null,null,null,null,null,null,null,null,null,null,null,null,null,null,null,null,0,0]
[363,"PRIYADARSHNI JURALA",5,"2010-11-09",39,"TELANGANA","STATE","APGENCO","HYDRO",null,null,null,null,null,null,null,null,null,null,null,null,null,null,null,null,null,null,null,null,null,null,null,0,0]
[363,"PRIYADARSHNI JURALA",6,"2011-06-09",39,"TELANGANA","STATE","APGENCO","HYDRO",null,null,null,null,null,null,null,null,null,null,null,null,null,null,null,null,null,null,null,null,null,null,null,0,0]
[364,"PRYAGRAJ (BARA) TPP",0,null,1980,"UTTAR PRADESH","PVT","PRAYAGRAJ P GEN CO LTD(J Power)","THERMAL","COAL","OIL",null,null,null,null,null,219.51930000000002,0,0.87,1,null,4004,3846223.1552058673,0.96059519360785894,1,null,5155.9859999999999,5138947.8338703802,0.99669545919449365,1,null,7200.4,6906864.9937634673,0.95923351393859613,1]
[364,"PRYAGRAJ (BARA) TPP",1,"2015-12-25",660,"UTTAR PRADESH","PVT","PRAYAGRAJ P GEN CO LTD(J Power)","THERMAL","COAL","OIL",null,null,null,null,null,219.51930000000002,0,0.87,null,1,2654,2519334.5497430181,0.94925943848644234,null,1,2356.4029999999998,2313399.993269932,0.98175057206680361,null,1,3566.99,3404544.6257479843,0.95445869647741777,null,1]
[364,"PRYAGRAJ (BARA) TPP",2,"2016-09-06",660,"UTTAR PRADESH","PVT","JAYPEE","THERMAL","COAL","OIL",null,null,null,null,null,null,null,null,null,null,1350,1326888.6057719104,0.98288044871993363,null,1,1909.895,1910831.2427882836,1.0004902064188259,null,1,1575.12,1596665.5234452882,1.0136786552423234,null,1]
[364,"PRYAGRAJ (BARA) TPP",3,"2017-05-22",660,"UTTAR PRADESH","PVT","JAYPEE","THERMAL","COAL","OIL",null,null,null,null,null,null,null,null,null,null,null,null,null,null,null,889.68799999999999,914716.59781216853,1.0281318819767926,null,1,2058.29,1905654.8445701965,0.92584370743199285,null,1]
[365,"PULICHINTALA",0,null,120,"TELANGANA","STATE","TSGENCO","HYDRO",null,null,null,null,null,null,null,null,null,null,null,null,12.935,0,0,null,null,6.5669999999999993,0,0,null,null,17.2135,0,0]
[365,"PULICHINTALA",1,"2016-09-25",30,"TELANGANA","STATE","TSGENCO","HYDRO",null,null,null,null,null,null,null,null,null,null,null,null,12.935,0,0,null,1,3.5722131147540983,0,0,null,1,4.8367417244033879,0,0,null,1]
[365,"PULICHINTALA",2,"2017-10-26",30,"TELANGANA","STATE","TSGENCO","HYDRO",null,null,null,null,null,null,null,null,null,null,null,null,null,null,null,null,null,1.5267540983606558,0,0,null,1,4.8367417244033879,0,0,null,1]
[365,"PULICHINTALA",3,"2017-11-01",30,"TELANGANA","STATE","TSGENCO","HYDRO",null,null,null,null,null,null,null,null,null,null,null,null,null,null,null,null,null,1.4680327868852459,0,0,null,1,4.8367417244033879,0,0,null,1]
[365,"PULICHINTALA",4,"2018-09-08",30,"TELANGANA","STATE","TSGENCO","HYDRO",null,null,null,null,null,null,null,null,null,null,null,null,null,null,null,null,null,null,null,null,null,null,2.7032748267898388,0,0,null,1]
[366,"PURULIA PSS",0,null,900,"WEST BENGAL","STATE","WBSEDCL","HYDRO",null,null,1401.80575,0,0,null,null,1059.2372,0,0,null,null,1101.43515,0,0,null,null,1009.2981500000001,0,0,null,null,1098.4501499999999,0,0]
[366,"PURULIA PSS",1,"2007-07-18",225,"WEST BENGAL","STATE","WBSEDCL","HYDRO",null,null,null,null,null,null,null,null,null,null,null,null,null,null,null,null,null,null,null,null,null,null,null,0,0]
[366,"PURULIA PSS",2,"2007-11-23",225,"WEST BENGAL","STATE","WBSEDCL","HYDRO",null,null,null,null,null,null,null,null,null,null,null,null,null,null,null,null,null,null,null,null,null,null,null,0,0]
[366,"PURULIA PSS",3,"2007-08-27",225,"WEST BENGAL","STATE","WBSEDCL","HYDRO",null,null,null,null,null,null,null,null,null,null,null,null,null,null,null,null,null,null,null,null,null,null,null,0,0]
[366,"PURULIA PSS",4,"2007-07-18",225,"WEST BENGAL","STATE","WBSEDCL","HYDRO",null,null,null,null,null,null,null,null,null,null,null,null,null,null,null,null,null,null,null,null,null,null,null,0,0]
[367,"PYKARA",0,null,59.2,"TAMIL NADU","STATE","TNEB","HYDRO",null,null,38.805,0,0,null,null,56.605550000000001,0,0,null,null,12.676299999999999,0,0,null,null,0.97510000000000008,0,0,null,null,21.93975,0,0]
[367,"PYKARA",1,"1933-06-09",7,"TAMIL NADU","STATE","TNEB","HYDRO",null,null,null,null,null,null,null,null,null,null,null,null,null,null,null,null,null,null,null,null,null,null,null,0,0]
[367,"PYKARA",2,"1932-11-22",7,"TAMIL NADU","STATE","TNEB","HYDRO",null,null,null,null,null,null,null,null,null,null,null,null,null,null,null,null,null,null,null,null,null,null,null,0,0]
[367,"PYKARA",3,"1932-09-05",7,"TAMIL NADU","STATE","TNEB","HYDRO",null,null,null,null,null,null,null,null,null,null,null,null,null,null,null,null,null,null,null,null,null,null,null,0,0]
[367,"PYKARA",4,"1939-08-28",11,"TAMIL NADU","STATE","TNEB","HYDRO",null,null,null,null,null,null,null,null,null,null,null,null,null,null,null,null,null,null,null,null,null,null,null,0,0]
[367,"PYKARA",5,"1954-05-30",13.6,"TAMIL NADU","STATE","TNEB","HYDRO",null,null,null,null,null,null,null,null,null,null,null,null,null,null,null,null,null,null,null,null,null,null,null,0,0]
[367,"PYKARA",6,"1954-06-11",13.6,"TAMIL NADU","STATE","TNEB","HYDRO",null,null,null,null,null,null,null,null,null,null,null,null,null,null,null,null,null,null,null,null,null,null,null,0,0]
[368,"PYKARA ALIMATE",0,null,150,"TAMIL NADU","STATE","TNEB","HYDRO",null,null,365.19484999999997,0,0,null,null,279.15719999999999,0,0,null,null,191.58725000000001,0,0,null,null,272.73944999999998,0,0,null,null,505.42019999999997,0,0]
[368,"PYKARA ALIMATE",1,"2005-08-11",50,"TAMIL NADU","STATE","TNEB","HYDRO",null,null,null,null,null,null,null,null,null,null,null,null,null,null,null,null,null,null,null,null,null,null,null,0,0]
[368,"PYKARA ALIMATE",2,"2005-08-11",50,"TAMIL NADU","STATE","TNEB","HYDRO",null,null,null,null,null,null,null,null,null,null,null,null,null,null,null,null,null,null,null,null,null,null,null,0,0]
[368,"PYKARA ALIMATE",3,"2005-09-05",50,"TAMIL NADU","STATE","TNEB","HYDRO",null,null,null,null,null,null,null,null,null,null,null,null,null,null,null,null,null,null,null,null,null,null,null,0,0]
[369,"R.A.P.S.",0,null,1080,"RAJASTHAN","CENTER","NPC","NUCLEAR","NUCLEAR",null,6945,0,0,null,null,7612,0,0,null,null,6684.6,0,0,null,null,7720.62,0,0,null,null,7195.06,0,0]
[369,"R.A.P.S.",2,"1980-11-01",200,"RAJASTHAN","CENTER","NPC","NUCLEAR","NUCLEAR",null,null,null,null,null,null,null,null,null,null,null,null,null,null,null,null,null,null,null,null,null,null,0,0]
[369,"R.A.P.S.",3,"2000-03-01",220,"RAJASTHAN","CENTER","NPC","NUCLEAR","NUCLEAR",null,null,null,null,null,null,null,null,null,null,null,null,null,null,null,null,null,null,null,null,null,null,0,0]
[369,"R.A.P.S.",4,"2000-11-17",220,"RAJASTHAN","CENTER","NPC","NUCLEAR","NUCLEAR",null,null,null,null,null,null,null,null,null,null,null,null,null,null,null,null,null,null,null,null,null,null,0,0]
[369,"R.A.P.S.",5,"2010-02-04",220,"RAJASTHAN","CENTER","NPC","NUCLEAR","NUCLEAR",null,null,null,null,null,null,null,null,null,null,null,null,null,null,null,null,null,null,null,null,null,null,0,0]
[369,"R.A.P.S.",6,"2010-03-31",220,"RAJASTHAN","CENTER","NPC","NUCLEAR","NUCLEAR",null,null,null,null,null,null,null,null,null,null,null,null,null,null,null,null,null,null,null,null,null,null,0,0]
[370,"R.P.SAGAR",0,null,172,"RAJASTHAN","STATE","RRVUNL","HYDRO",null,null,379.41339999999997,0,0,null,null,515.5095,0,0,null,null,446.53609999999998,0,0,null,null,376.36870000000005,0,0,null,null,332.64839999999998,0,0]
[370,"R.P.SAGAR",1,"1968-02-03",43,"RAJASTHAN","STATE","RRVUNL","HYDRO",null,null,null,null,null,null,null,null,null,null,null,null,null,null,null,null,null,null,null,null,null,null,null,0,0]
[370,"R.P.SAGAR",2,"1968-06-26",43,"RAJASTHAN","STATE","RRVUNL","HYDRO",null,null,null,null,null,null,null,null,null,null,null,null,null,null,null,null,null,null,null,null,null,null,null,0,0]
[370,"R.P.SAGAR",3,"1968-12-28",43,"RAJASTHAN","STATE","RRVUNL","HYDRO",null,null,null,null,null,null,null,null,null,null,null,null,null,null,null,null,null,null,null,null,null,null,null,0,0]
[370,"R.P.SAGAR",4,"1969-05-24",43,"RAJASTHAN","STATE","RRVUNL","HYDRO",null,null,null,null,null,null,null,null,null,null,null,null,null,null,null,null,null,null,null,null,null,null,null,0,0]
[371,"R_GUNDEM - B",0,null,62.5,"TELANGANA","STATE","TSGENCO","THERMAL","COAL","OIL",173.11109999999999,183242.27659070693,1.0585241304035784,1,null,356.96600000000001,365564.38541663205,1.0240874072506403,1,null,403.96,458468.29754469584,1.1349348884659272,1,null,421.72,476305.40740547108,1.1294351878153066,1,null,372.59,421199.63151753275,1.1304641335450032,1]
[371,"R_GUNDEM - B",1,"1970-05-31",62.5,"TELANGANA","STATE","TSGENCO","THERMAL","COAL","OIL",null,null,null,null,null,356.96600000000001,365564.38541663205,1.0240874072506403,null,null,null,null,null,null,null,null,null,null,null,null,0,0,0]
[372,"R_GUNDEM STPS",0,null,2600,"TELANGANA","CENTER","NTPC","THERMAL","COAL","OIL",19224,18297905,0.95182610278818136,1,null,18990,18136657,0.95506355976829915,1,null,18357,17487550.146488421,0.95263660437372233,1,null,17704,16683522.557304844,0.9423589334220992,1,null,17371,16607070.578484673,0.9560227147823771,1]
[372,"R_GUNDEM STPS",1,"1983-11-26",200,"TELANGANA","CENTER","NTPC","THERMAL","COAL","OIL"]
[372,"R_GUNDEM STPS",2,"1984-05-29",200,"TELANGANA","CENTER","NTPC","THERMAL","COAL","OIL"]
[372,"R_GUNDEM STPS",3,"1984-12-13",200,"TELANGANA","CENTER","NTPC","THERMAL","COAL","OIL"]
[372,"R_GUNDEM STPS",4,"1988-06-26",500,"TELANGANA","CENTER","NTPC","THERMAL","COAL","OIL"]
[372,"R_GUNDEM STPS",5,"1989-03-26",500,"TELANGANA","CENTER","NTPC","THERMAL","COAL","OIL"]
[372,"R_GUNDEM STPS",6,"1989-10-16",500,"TELANGANA","CENTER","NTPC","THERMAL","COAL","OIL"]
[372,"R_GUNDEM STPS",7,"2004-09-26",500,"TELANGANA","CENTER","NTPC","THERMAL","COAL","OIL"]
[373,"RADHANAGRI",0,null,4.8,"MAHARASHTRA","STATE","MAHAGENCO","HYDRO",null,null,"-",0,0,null,null,"-",0,0,null,null,"-",0,0,null,null,"-",0,0,null,null,"-",0,0]
[373,"RADHANAGRI",1,"1952-12-31",1.2,"MAHARASHTRA","STATE","MAHAGENCO","HYDRO",null,null,"-",null,null,null,null,"-",null,null,null,null,"-",null,null,null,null,"-",null,null,null,null,"-"]
[373,"RADHANAGRI",2,"1952-12-31",1.2,"MAHARASHTRA","STATE","MAHAGENCO","HYDRO",null,null,"-",null,null,null,null,"-",null,null,null,null,"-",null,null,null,null,"-",null,null,null,null,"-"]
[373,"RADHANAGRI",3,"1952-12-31",1.2,"MAHARASHTRA","STATE","MAHAGENCO","HYDRO",null,null,"-",null,null,null,null,"-",null,null,null,null,"-",null,null,null,null,"-",null,null,null,null,"-"]
[373,"RADHANAGRI",4,"1952-12-31",1.2,"MAHARASHTRA","STATE","MAHAGENCO","HYDRO",null,null,"-",null,null,null,null,"-",null,null,null,null,"-",null,null,null,null,"-",null,null,null,null,"-"]
[374,"RAGHUNATHPUR TPP PH-I",0,null,1200,"BIHAR","CENTER","DVC","THERMAL","COAL","OIL",11.472449999999998,11128.276499999998,0.97,1,null,240.79990000000001,233575.90300000002,0.97,1,null,1831.84,1889354.0533666736,1.0313968760190158,1,null,2103.8238999999999,2133564.7492076978,1.0141365678028935,1,null,2990.0335,2899068.6348020332,0.96957730901745187,1]
[374,"RAGHUNATHPUR TPP PH-I",1,"2014-08-24",600,"BIHAR","CENTER","DVC","THERMAL","COAL","OiL",11.472449999999998,11128.276499999998,0.97,null,1,200.66658333333336,194646.58583333335,0.97,null,1,963.2,999341.39062047889,1.0375222078700985,null,1,1484.5299,1488754.4804145945,1.0028457361583585,null,1,1022.4501,1007161.9441131775,0.98504752859154443,null,1]
[374,"RAGHUNATHPUR TPP PH-I",2,"2016-01-18",600,"BIHAR","CENTER","DVC","THERMAL","COAL","OiL",null,null,null,null,null,40.133316666666666,38929.31716666666,0.97,null,1,868.64,890012.66274619428,1.0246047416031894,null,1,619.29399999999998,644810.26879310363,1.0412021895789458,null,1,1967.5834,1891906.6906888559,0.96153824569207891,null,1]
[375,"RAICHUR",0,null,1720,"KARNATAKA","STATE","KPCL","THERMAL","COAL","OIL",9983.018,10903760.984736271,1.0922309250305138,1,null,10422.69,10795415.330197932,1.0357609532853738,1,null,10503.882,10810280.612249268,1.0291700356353268,1,null,9833.69,9890556.6158535108,1.0057828359296979,1,null,8065.38,8114644.0627385266,1.0061080894810321,1]
[375,"RAICHUR",1,"1985-03-29",210,"KARNATAKA","STATE","KPCL","THERMAL","COAL","OIL"]
[375,"RAICHUR",2,"1986-03-02",210,"KARNATAKA","STATE","KPCL","THERMAL","COAL","OIL"]
[375,"RAICHUR",3,"1991-03-30",210,"KARNATAKA","STATE","KPCL","THERMAL","COAL","OIL"]
[375,"RAICHUR",4,"1994-09-29",210,"KARNATAKA","STATE","KPCL","THERMAL","COAL","OIL"]
[375,"RAICHUR",5,"1999-01-31",210,"KARNATAKA","STATE","KPCL","THERMAL","COAL","OIL"]
[375,"RAICHUR",6,"1999-07-22",210,"KARNATAKA","STATE","KPCL","THERMAL","COAL","OIL"]
[375,"RAICHUR",7,"2002-12-11",210,"KARNATAKA","STATE","KPCL","THERMAL","COAL","OIL"]
[375,"RAICHUR",8,"2010-06-26",250,"KARNATAKA","STATE","KPCL","THERMAL","COAL","OIL"]
[376,"RAIGARH TPP",0,null,1000,"CHATTISGARH","PVT","JSW ENERGY","THERMAL","COAL","OIL",7368.39,7145502.8137367936,0.96975089724306029,1,null,4663.18,4578702.7149176011,0.98188418952680379,1,null,4045.1039999999998,3957109.2456185962,0.97824660271246344,1,null,3801.42,3721280.4303977303,0.97891851739553382,1,null,3002.607,2921156.4605285018,0.97287339319747868,1]
[376,"RAIGARH TPP",1,"2007-12-08",250,"CHATTISGARH","PVT","JSW ENERGY","THERMAL","COAL","OIL"]
[376,"RAIGARH TPP",2,"2008-03-06",250,"CHATTISGARH","PVT","JSW ENERGY","THERMAL","COAL","OIL"]
[376,"RAIGARH TPP",3,"2008-02-10",250,"CHATTISGARH","PVT","JSW ENERGY","THERMAL","COAL","OIL"]
[376,"RAIGARH TPP",4,"2008-06-17",250,"CHATTISGARH","PVT","JSW ENERGY","THERMAL","COAL","OIL"]
[377,"RAIKHEDA",0,null,1370,"CHATTISGARH","PVT","GMR Chattisgarh","THERMAL","COAL","OIL",20.242749999999997,17611.192499999997,0.87,1,null,588.74,535442.25292814721,0.90947150342790906,1,null,687.88,647399.72150875488,0.9411521217490767,1,null,1242.19,1199369.1351891626,0.96552792663695775,1,null,2566.8000000000002,2393880.3061930551,0.93263219035104217,1]
[377,"RAIKHEDA",1,"2015-02-27",685,"CHATTISGARH","PVT","GMR Chattisgarh","THERMAL","COAL","OIL",20.242749999999997,17611.192499999997,0.87,null,1,588.74,535442.25292814721,0.90947150342790906,null,1,520.36,488631.47536102409,0.93902581935779861,null,1,332.19,312377.17766557145,0.94035695736046065,null,1,2540.1,2368483.4665921419,0.93243709562306287,null,1]
[377,"RAIKHEDA",2,"2016-03-28",685,"CHATTISGARH","PVT","GMR Chattisgarh","THERMAL","COAL","OIL",null,null,null,null,null,0,0,0,null,1,167.52,158768.24613672061,0.9477569611790867,null,1,910,886991.95752359147,0.97471643683911147,null,1,26.7,25396.885678971666,0.95119422018620481,null,1]
[378,"RAJGHAT",0,null,135,"DELHI","STATE","IPGPCL","THERMAL","COAL","OIL",359.13979999999998,540282.51432025607,1.5043793929836129,1,null,38.212249999999997,58111.455629647062,1.5207546174236553,1,null,0,0,0,1,null,0,0,0,1,null,0,0,0,1]
[378,"RAJGHAT",1,"1990-02-20",67.5,"DELHI","STATE","IPGPCL","THERMAL","COAL","OIL"]
[378,"RAJGHAT",2,"1990-02-20",67.5,"DELHI","STATE","IPGPCL","THERMAL","COAL","OIL"]
[379,"RAJGHAT (MP)",0,null,45,"MADHYA PRADESH","STATE","MPGPCL","HYDRO",null,null,82.117350000000002,0,0,null,null,36.755299999999998,0,0,null,null,61.948699999999995,0,0,null,null,57.918950000000002,0,0,null,null,79.619900000000001,0,0]
[379,"RAJGHAT (MP)",1,"1999-10-15",15,"MADHYA PRADESH","STATE","MPGPCL","HYDRO"]
[379,"RAJGHAT (MP)",2,"1999-09-29",15,"MADHYA PRADESH","STATE","MPGPCL","HYDRO"]
[379,"RAJGHAT (MP)",3,"1999-11-03",15,"MADHYA PRADESH","STATE","MPGPCL","HYDRO"]
[380,"RAJIV GANDHI  TPS HISAR",0,null,1200,"HARYANA","STATE","HPGCL","THERMAL","COAL","OIL",5380.2671,5138676.3655236708,0.89825702087812076,1,null,4389.5609000000004,4208538.0230892627,0.90300743347227941,1,null,3574.2348999999999,3788852.9792783787,1.0600458798268628,1,null,4404.5320000000002,4467142.2123249844,1.0142149523093451,1,null,3614.7941099999998,3557379.8720842977,0.98411687189683339,1]
[380,"RAJIV GANDHI  TPS HISAR",1,"2010-03-31",600,"HARYANA","STATE","HPGCL","THERMAL","COAL","OIL",3308.5601999999999,3160713.0627625133,0.89736142499806681,null,null,2151.9088999999999,2061428.0580180236,0.90164388692454123]
[380,"RAJIV GANDHI  TPS HISAR",2,"2010-10-01",600,"HARYANA","STATE","HPGCL","THERMAL","COAL","OIL",2071.7069000000001,1977963.3022216379,0.89969186674908586,null,null,2237.652,2147109.6371393744,0.90432031484886966]
[381,"RAJPURA TPP ",0,null,1400,"PUNJAB","PVT","NABHA POWER LTD","THERMAL","COAL","OIL",5373.91,5198030.6311068926,0.96727161993909327,1,null,7262.5005721999996,6719977.7075608997,0.9252980623897209,1,null,8952.4699999999993,8099013.7646836806,0.90466807089928047,1,null,8647.43,7540939.0755688399,0.87204395705647109,1,null,8658.17,7504996.6224074,0.86681095686587351,1]
[381,"RAJPURA TPP ",1,"2014-02-01",700,"PUNJAB","PVT","NABHA POWER LTD","THERMAL","COAL","OIL",2789.62,2700241.9792396054,0.96796050330855288,null,1,3394.358497025617,3140793.3403538885,0.9252980623897209,null,1,4288.1733568529589,3864599.438361878,0.901222762411374,null,1,4578.5782679920794,3992721.5105125764,0.87204395705647109,null,null,4273.5368874462529,3704348.5986088929,0.86681095686587351]
[381,"RAJPURA TPP ",2,"2014-07-06",700,"PUNJAB","PVT","NABHA POWER LTD","THERMAL","COAL","OIL",2584.29,2497788.6435512868,0.96652799939298095,null,1,3868.1420751743826,3579184.3672070103,0.9252980623897209,null,1,4664.2966431470404,4234414.3263218012,0.90783555384350645,null,1,4068.8517320079209,3548217.5650562635,0.87204395705647109,null,1,4384.6331125537472,3800648.0237985072,0.86681095686587351,null,1]
[382,"RAMGANGA",0,null,198,"UTTARAKHAND","STATE","UJVNL","HYDRO",null,null,268.48084999999998,0,0,null,null,500.01734999999996,0,0,null,null,180.03530000000001,0,0,null,null,249.38679999999999,0,0,null,null,187.19929999999999,0,0]
[382,"RAMGANGA",1,"1975-12-31",66,"UTTARAKHAND","STATE","UJVNL","HYDRO"]
[382,"RAMGANGA",2,"1976-11-03",66,"UTTARAKHAND","STATE","UJVNL","HYDRO"]
[382,"RAMGANGA",3,"1977-03-12",66,"UTTARAKHAND","STATE","UJVNL","HYDRO"]
[383,"RAMGARH GT",0,null,270.5,"RAJASTHAN","STATE","RRVUNL","THERMAL","GAS","DISL",1153.89723,642967.06387394003,0.55721345641321973,1,null,1459.3995259999999,753619.93261342915,0.51639041892729054,1,null,1367.9242300000001,694212.68626188627,0.50749352269451808,1,null,1391.01485,676745.15924151218,0.48651181491089912,1,null,955.56505000000004,509043.26545061829,0.53271440332672093,1]
[383,"RAMGARH GT-1",1,"1994-11-15",0,"RAJASTHAN","STATE","RRVUNL","THERMAL","GAS","DISL",0]
[383,"RAMGARH GT-2",2,"1996-01-12",35.5,"RAJASTHAN","STATE","RRVUNL","THERMAL","GAS","DISL",184.83394548337802]
[383,"RAMGARH GT-3",3,"2002-08-07",37.5,"RAJASTHAN","STATE","RRVUNL","THERMAL","GAS","DISL",186.35896859394518]
[383,"RAMGARH GT-4  WHR",4,"2003-03-31",37.5,"RAJASTHAN","STATE","RRVUNL","THERMAL","GAS","DISL",64.665176324375622]
[383,"RAMGARH GT-5",5,"2013-03-20",110,"RAJASTHAN","STATE","RRVUNL","THERMAL","GAS","DISL",546.3158743676147,315172.53639405849,0.57690532379071902,null,1,718.45437304925235,371002.95467904734,0.51639041892729054,null,1,663.7699116,451659.54578409943,0.68044594654100232,null,null,723.49943078840761,351991.02115987061,0.48651181491089912]
[383,"RAMGARH GT-6 WHR",6,"2014-05-01",50,"RAJASTHAN","STATE","RRVUNL","THERMAL","GAS","DISL",171.72326513368509,0,0,null,1,263.31532005074774,0,0,null,1,272.38001839999998,0,0,null,1,296.67599404126122,144336.3763015091,0.48651181491089912,null,1,140.26170932685358,74719.432793640779,0.53271440332672093]
[384,"RAMMAM",0,null,50,"WEST BENGAL","STATE","WBSEB","HYDRO",null,null,236.16325000000001,0,0,null,null,252.50115,0,0,null,null,247.17789999999999,0,0,null,null,121.85764999999999,0,0,null,null,235.74535,0,0]
[384,"RAMMAM",1,"1995-09-05",12.5,"WEST BENGAL","STATE","WBSEB","HYDRO"]
[384,"RAMMAM",2,"1995-09-28",12.5,"WEST BENGAL","STATE","WBSEB","HYDRO"]
[384,"RAMMAM",3,"1996-01-13",12.5,"WEST BENGAL","STATE","WBSEB","HYDRO"]
[384,"RAMMAM",4,"1996-01-28",12.5,"WEST BENGAL","STATE","WBSEB","HYDRO"]
[385,"RAMPUR",0,null,412.02,"HIMACHAL","CENTER","SJVL","HYDRO",null,null,1310.9821499999998,0,0,null,null,1973.4929500000001,0,0,null,null,1950.6179,0,0,null,null,2004.925,0,0,null,null,1819.6261499999998,0,0]
[385,"RAMPUR",1,"2014-03-23",68.67,"HIMACHAL","CENTER","SJVL","HYDRO",null,null,null,null,null,null,"CDM#4568",328.91549166666664,0,0,null,"CDM#4568",325.10298333333333,0,0,null,"CDM#4568",334.15416666666664,0,0,null,"CDM#4568",303.27102500000001,0,0,null,"CDM#4568"]
[385,"RAMPUR",2,"2014-03-21",68.67,"HIMACHAL","CENTER","SJVL","HYDRO",null,null,null,null,null,null,"CDM#4568",328.91549166666664,0,0,null,"CDM#4568",325.10298333333333,0,0,null,"CDM#4568",334.15416666666664,0,0,null,"CDM#4568",303.27102500000001,0,0,null,"CDM#4568"]
[385,"RAMPUR",3,"2014-03-29",68.67,"HIMACHAL","CENTER","SJVL","HYDRO",null,null,null,null,null,null,"CDM#4568",328.91549166666664,0,0,null,"CDM#4568",325.10298333333333,0,0,null,"CDM#4568",334.15416666666664,0,0,null,"CDM#4568",303.27102500000001,0,0,null,"CDM#4568"]
[385,"RAMPUR",4,"2014-06-12",68.67,"HIMACHAL","CENTER","SJVL","HYDRO",null,null,null,null,null,null,"CDM#4568",328.91549166666664,0,0,null,"CDM#4568",325.10298333333333,0,0,null,"CDM#4568",334.15416666666664,0,0,null,"CDM#4568",303.27102500000001,0,0,null,"CDM#4568"]
[385,"RAMPUR",5,"2014-07-31",68.67,"HIMACHAL","CENTER","SJVL","HYDRO",null,null,null,null,null,null,"CDM#4568",328.91549166666664,0,0,null,"CDM#4568",325.10298333333333,0,0,null,"CDM#4568",334.15416666666664,0,0,null,"CDM#4568",303.27102500000001,0,0,null,"CDM#4568"]
[385,"RAMPUR",6,"2014-12-04",68.67,"HIMACHAL","CENTER","SJVL","HYDRO",null,null,null,null,null,null,"CDM#4568",328.91549166666664,0,0,null,"CDM#4568",325.10298333333333,0,0,null,"CDM#4568",334.15416666666664,0,0,null,"CDM#4568",303.27102500000001,0,0,null,"CDM#4568"]
[386,"RANGANADI",0,null,405,"ARUNACHAL","CENTER","NEEPCO","HYDRO",null,null,1103.9326000000001,0,0,null,null,1273.8487499999999,0,0,null,null,1242.76495,0,0,null,null,1409.6563000000001,0,0,null,null,1046.5907500000001,0,0]
[386,"RANGANADI",1,"2002-01-26",135,"ARUNACHAL","CENTER","NEEPCO","HYDRO"]
[386,"RANGANADI",2,"2002-01-29",135,"ARUNACHAL","CENTER","NEEPCO","HYDRO"]
[386,"RANGANADI",3,"2002-03-29",135,"ARUNACHAL","CENTER","NEEPCO","HYDRO"]
[387,"RANGIT-III",0,null,60,"SIKKIM","CENTER","NHPC","HYDRO",null,null,326.04160000000002,0,0,null,null,343.54364999999996,0,0,null,null,345.40429999999998,0,0,null,null,344.18045000000006,0,0,null,null,347.34454999999997,0,0]
[387,"RANGIT-III",1,"2000-02-05",20,"SIKKIM","CENTER","NHPC","HYDRO"]
[387,"RANGIT-III",2,"2000-02-05",20,"SIKKIM","CENTER","NHPC","HYDRO"]
[387,"RANGIT-III",3,"2000-02-05",20,"SIKKIM","CENTER","NHPC","HYDRO"]
[388,"RANJIT SAGAR",0,null,600,"PUNJAB","STATE","PSEB","HYDRO",null,null,1853.4859999999999,0,0,null,null,1947.4836499999999,0,0,null,null,1299.5495999999998,0,0,null,null,1794.4029,0,0,null,null,1447.2474,0,0]
[388,"RANJIT SAGAR",1,"2000-08-12",150,"PUNJAB","STATE","PSEB","HYDRO"]
[388,"RANJIT SAGAR",2,"2000-10-12",150,"PUNJAB","STATE","PSEB","HYDRO"]
[388,"RANJIT SAGAR",3,"2000-08-20",150,"PUNJAB","STATE","PSEB","HYDRO"]
[388,"RANJIT SAGAR",4,"2000-09-15",150,"PUNJAB","STATE","PSEB","HYDRO"]
[389,"RATIJA TPP",0,null,100,"CHATTISGARH","PVT","SCPL LTD","THERMAL","COAL","OIL",215.21,327118.26621164393,1.5199956610364014,1,null,218.93,290373.40921316005,1.3263299192123512,1,null,344.35623803109178,454383.05421733146,1.3195145144323055,1,null,641.87199999999996,913579.18692784535,1.4233043144549777,1,null,689.00800000000004,1027342.824916278,1.4910462939708653,1]
[389,"RATIJA TPP",1,"2013-02-04",50,"CHATTISGARH","PVT","SCPL LTD","THERMAL","COAL","OIL",215.21,327118.26621164393,1.5199956610364014,null,1,218.93,290373.40921316005,1.3263299192123512,null,1,248.39926261136071,327766.43238997232,1.3195145144323055,null,null,262.00299999999999,415515.89753614797,1.5859203808206319,null,null,null,0,0]
[389,"RATIJA TPP",2,"2016-11-10",50,"CHATTISGARH","PVT","SCPL LTD","THERMAL","COAL","OIL",null,null,null,null,null,null,null,null,null,null,95.956975419731123,126616.62182735918,1.3195145144323055,null,1,379.86900000000003,498063.2893916975,1.3111448667611663,null,1,361.15800000000002,502205.37370732531,1.3905420168107181,null,1]
[390,"RATNAGIRI GAS",0,null,1967.08,"MAHARASHTRA","CENTER","RATNAGIRI","THERMAL","NAPT","GAS",4.5354999999999999E-2,153.51456225134481,3.3847329346564838,1,null,1150.4970000000001,469112.45173624856,0.40774765317619127,1,null,4472.098,1738020.2025022833,0.38863643026210143,1,null,4418.7150000000001,1710930.4346804458,0.38720090222620052,1,null,4378.7089999999998,1692833.4734943581,0.38660561217800915,1]
[390,"RATNAGIRI GAS ",1,"1998-12-11",205,"MAHARASHTRA","PVT","RATNAGIRI","THERMAL","NAPT","GAS"]
[390,"RATNAGIRI GAS ",2,"1998-12-11",205,"MAHARASHTRA","PVT","RATNAGIRI","THERMAL","NAPT","GAS"]
[390,"RATNAGIRI GAS ",3,"1998-12-11",230,"MAHARASHTRA","PVT","RATNAGIRI","THERMAL","NAPT","GAS"]
[390,"RATNAGIRI GAS ",4,"1998-12-11",0,"MAHARASHTRA","PVT","RATNAGIRI","THERMAL","NAPT","GAS"]
[390,"RATNAGIRI GAS ",5,"2006-04-30",213,"MAHARASHTRA","PVT","RATNAGIRI","THERMAL","NAPT","GAS"]
[390,"RATNAGIRI GAS ",6,"2006-05-07",213,"MAHARASHTRA","PVT","RATNAGIRI","THERMAL","NAPT","GAS"]
[390,"RATNAGIRI GAS ",7,"2006-05-14",237.54,"MAHARASHTRA","PVT","RATNAGIRI","THERMAL","NAPT","GAS"]
[390,"RATNAGIRI GAS ",8,"2007-10-28",213,"MAHARASHTRA","PVT","RATNAGIRI","THERMAL","NAPT","GAS"]
[390,"RATNAGIRI GAS ",9,"2007-10-28",213,"MAHARASHTRA","PVT","RATNAGIRI","THERMAL","NAPT","GAS"]
[390,"RATNAGIRI GAS ",10,"2007-10-28",237.54,"MAHARASHTRA","PVT","RATNAGIRI","THERMAL","NAPT","GAS"]
[391,"RAYAL SEEMA",0,null,1650,"ANDHRA PRADESH","STATE","APGENCO","THERMAL","COAL","OIL",6420.3860000000004,6284535.5538259093,0.97884076655607755,1,null,6532.6149999999998,6365892.9804602042,0.97447851747886638,1,null,6020.8486999999996,5836208.877793585,0.9693332565878271,1,null,6216.6381000000001,6154471.7190000005,0.99,1,null,5949.7060000000001,6113992.1052587181,1.027612474508609,1]
[391,"RAYAL SEEMA",1,"1994-04-27",210,"ANDHRA PRADESH","STATE","APGENCO","THERMAL","COAL","OIL"]
[391,"RAYAL SEEMA",2,"1995-02-25",210,"ANDHRA PRADESH","STATE","APGENCO","THERMAL","COAL","OIL"]
[391,"RAYAL SEEMA",3,"2007-01-25",210,"ANDHRA PRADESH","STATE","APGENCO","THERMAL","COAL","OIL"]
[391,"RAYAL SEEMA",4,"2007-11-20",210,"ANDHRA PRADESH","STATE","APGENCO","THERMAL","COAL","OIL"]
[391,"RAYAL SEEMA",5,"2010-12-31",210,"ANDHRA PRADESH","STATE","APGENCO","THERMAL","COAL","OIL"]
[391,"RAYAL SEEMA",6,"2018-03-12",600,"ANDHRA PRADESH","STATE","APGENCO","THERMAL","COAL","OIL",null,null,null,null,null,null,null,null,null,null,null,null,null,null,null,110.69470219194369,109587.75517002425,0.99,null,1,1005.2688000000001,1020014.1532015072,1.0146680700739017,null,1]
[392,"RELIANCE ENERGY",0,null,48,"GOA","PVT","REL","THERMAL","NAPT","GAS",12.214,6678.6649701042579,0.54680407484069571,1,null,0,0,0,1,null,0,0,0,1,null,null,0,0,1,null,0,0,0,1]
[392,"RELIANCE ENERGY",1,"1999-08-14",48,"GOA","PVT","REL","THERMAL","NAPT","GAS"]
[393,"RENGALI",0,null,250,"ORISSA","STATE","OHPC","HYDRO",null,null,738.74770000000001,0,0,null,null,596.46270000000004,0,0,null,null,550.79219999999998,0,0,null,null,758.79695000000004,0,0,null,null,833.70054999999991,0,0]
[393,"RENGALI",1,"1985-08-27",50,"ORISSA","STATE","OHPC","HYDRO"]
[393,"RENGALI",2,"1986-03-26",50,"ORISSA","STATE","OHPC","HYDRO"]
[393,"RENGALI",3,"1989-08-10",50,"ORISSA","STATE","OHPC","HYDRO"]
[393,"RENGALI",4,"1990-03-19",50,"ORISSA","STATE","OHPC","HYDRO"]
[393,"RENGALI",5,"1992-07-24",50,"ORISSA","STATE","OHPC","HYDRO"]
[394,"RIHAND",0,null,3000,"UTTAR PRADESH","CENTER","NTPC","THERMAL","COAL","OIL",19784,18794241,0.94997174484431868,1,null,19628,18816630,0.9586626248216833,1,null,20486,19722006.304267924,0.96270654614214224,1,null,22019,20800101.595836338,0.94464333511223664,1,null,21253.624,20242251.083376657,0.95241409575028979,1]
[394,"RIHAND",1,"1988-03-31",500,"UTTAR PRADESH","CENTER","NTPC","THERMAL","COAL","OIL"]
[394,"RIHAND",2,"1989-07-05",500,"UTTAR PRADESH","CENTER","NTPC","THERMAL","COAL","OIL"]
[394,"RIHAND",3,"2005-01-31",500,"UTTAR PRADESH","CENTER","NTPC","THERMAL","COAL","OIL"]
[394,"RIHAND",4,"2005-09-24",500,"UTTAR PRADESH","CENTER","NTPC","THERMAL","COAL","OIL"]
[394,"RIHAND",5,"2012-05-25",500,"UTTAR PRADESH","CENTER","NTPC","THERMAL","COAL","OIL",3297.333333333333,3132373.4999999995,0.94997174484431868,null,1,3271.333333333333,3136104.9999999995,0.9586626248216833]
[394,"RIHAND",6,"2013-10-07",500,"UTTAR PRADESH","CENTER","NTPC","THERMAL","COAL","OIL",3297.333333333333,3132373.4999999995,0.94997174484431868,null,1,3271.333333333333,3136104.9999999995,0.9586626248216833,null,1,3414.3333333333335,3287001.0507113212,0.96270654614214224,null,1]
[395,"RIHAND_Hydro",0,null,300,"UTTAR PRADESH","STATE","UPHPC","HYDRO",null,null,571.35884999999996,0,0,null,null,373.04540000000003,0,0,null,null,564.40380000000005,0,0,null,null,829.61109999999996,0,0,null,null,558.90145000000007,0,0]
[395,"RIHAND_Hydro",1,"1962-03-30",50,"UTTAR PRADESH","STATE","UPHPC","HYDRO"]
[395,"RIHAND_Hydro",2,"1962-02-22",50,"UTTAR PRADESH","STATE","UPHPC","HYDRO"]
[395,"RIHAND_Hydro",3,"1962-02-22",50,"UTTAR PRADESH","STATE","UPHPC","HYDRO"]
[395,"RIHAND_Hydro",4,"1962-03-21",50,"UTTAR PRADESH","STATE","UPHPC","HYDRO"]
[395,"RIHAND_Hydro",5,"1962-03-30",50,"UTTAR PRADESH","STATE","UPHPC","HYDRO"]
[395,"RIHAND_Hydro",6,"1966-11-22",50,"UTTAR PRADESH","STATE","UPHPC","HYDRO"]
[396,"RITHALA CCCP",0,null,94.8,"DELHI","PVT","NDPL","THERMAL","GAS","n/a",0,0,0,1,null,0,0,0,1,null,0,0,0,1,null,0,0,0,1,null,0,0,0,1]
[396,"RITHALA CCCP",1,"2010-10-04",31.6,"DELHI","PVT","NDPL","THERMAL","GAS","n/a",0]
[396,"RITHALA CCCP",2,"2010-12-06",31.6,"DELHI","PVT","NDPL","THERMAL","GAS","n/a",0]
[396,"RITHALA CCCP WHR",3,"2011-07-08",31.6,"DELHI","PVT","NDPL","THERMAL","GAS","n/a",0]
[397,"RMC MANGROL",0,null,6,"RAJASTHAN","STATE","RRVUNL","HYDRO",null,null,"-",0,0,null,null,"-",0,0,null,null,"-",0,0,null,null,"-",0,0,null,null,"-",0,0]
[397,"RMC MANGROL",1,"1992-10-27",2,"RAJASTHAN","STATE","RRVUNL","HYDRO",null,null,"-",null,null,null,null,"-",null,null,null,null,"-",null,null,null,null,"-",null,null,null,null,"-"]
[397,"RMC MANGROL",2,"1992-11-29",2,"RAJASTHAN","STATE","RRVUNL","HYDRO",null,null,"-",null,null,null,null,"-",null,null,null,null,"-",null,null,null,null,"-",null,null,null,null,"-"]
[397,"RMC MANGROL",3,"1992-11-30",2,"RAJASTHAN","STATE","RRVUNL","HYDRO",null,null,"-",null,null,null,null,"-",null,null,null,null,"-",null,null,null,null,"-",null,null,null,null,"-"]
[398,"ROKHIA GT",0,null,63,"TRIPURA","STATE","TSECL","THERMAL","GAS","n/a",416.23,352742.17139294959,0.84746935923155364,1,null,466.77,387107.68394535081,0.82933282761392302,1,null,434.18,363818.64727248764,0.83794427949810601,1,null,406.76,345463.82057669037,0.84930627538767434,1,null,437.55,370310.04619661515,0.8463262397362934,1]
[398,"ROKHIA GT",1,"1990-03-21",0,"TRIPURA","STATE","TSECL","THERMAL","GAS","n/a"]
[398,"ROKHIA GT",2,"1990-11-26",0,"TRIPURA","STATE","TSECL","THERMAL","GAS","n/a"]
[398,"ROKHIA GT",3,"1995-07-16",0,"TRIPURA","STATE","TSECL","THERMAL","GAS","n/a"]
[398,"ROKHIA GT",4,"1995-12-15",0,"TRIPURA","STATE","TSECL","THERMAL","GAS","n/a"]
[398,"ROKHIA GT",5,"1997-03-02",0,"TRIPURA","STATE","TSECL","THERMAL","GAS","n/a"]
[398,"ROKHIA GT",6,"1997-09-01",0,"TRIPURA","STATE","TSECL","THERMAL","GAS","n/a"]
[398,"ROKHIA GT",7,"2002-07-11",21,"TRIPURA","STATE","TSECL","THERMAL","GAS","n/a",null,null,null,null,null,162.94,135131.49093141264,0.82933282761392302]
[398,"ROKHIA GT",8,"2006-03-31",21,"TRIPURA","STATE","TSECL","THERMAL","GAS","n/a",null,null,null,null,null,146.06,121132.3528012896,0.82933282761392302]
[398,"ROKHIA GT",9,"2013-08-31",21,"TRIPURA","STATE","TSECL","THERMAL","GAS","n/a",110.46,46393.19999999999,0.42,null,1,157.77000000000001,130843.84021264865,0.82933282761392302,null,1,147.26,123395.67459889108,0.83794427949810601,null,1,135.93,115458.49498519438,0.84939671143378481,null,null,null,0,0]
[399,"ROPAR",0,null,840,"PUNJAB","STATE","PSEB","THERMAL","COAL","OIL",5260.71,5845536.2535722181,1.1111686927377138,1,null,3600.7,4479562.8768705847,1.2440811166913612,1,null,2508.11,2946928.4494238258,1.1749598101454184,1,null,2068.2759999999998,2312169.0757821235,1.1179209524174356,1,null,1572.83,1770414.4078221554,1.1256234989300531,1]
[399,"ROPAR",1,"1984-09-26",0,"PUNJAB","STATE","PSEB","THERMAL","COAL","OIL"]
[399,"ROPAR",2,"1985-03-29",0,"PUNJAB","STATE","PSEB","THERMAL","COAL","OIL"]
[399,"ROPAR",3,"1988-03-31",210,"PUNJAB","STATE","PSEB","THERMAL","COAL","OIL"]
[399,"ROPAR",4,"1989-01-29",210,"PUNJAB","STATE","PSEB","THERMAL","COAL","OIL"]
[399,"ROPAR",5,"1992-03-29",210,"PUNJAB","STATE","PSEB","THERMAL","COAL","OIL"]
[399,"ROPAR",6,"1993-03-30",210,"PUNJAB","STATE","PSEB","THERMAL","COAL","OIL"]
[400,"ROSA TPP PH - 1",0,null,1200,"UTTAR PRADESH","PVT","ROSA POWER COMPANY","THERMAL","COAL","OIL",7847.42,8074346.013944868,1.0289172764991383,1,null,6434,6636089.0793986302,1.0314095553930105,1,null,7270.28,7410206.7313569197,1.0192464019758414,1,null,7090.9,7138323.7136330381,1.0066879681892338,1,null,3960.55,3993634.8148180456,1.0083535909957067,1]
[400,"ROSA TPP PH - 1",1,"2010-02-10",300,"UTTAR PRADESH","PVT","ROSA POWER COMPANY","THERMAL","COAL","OIL",1961.855,2018586.503486217,1.0289172764991383,null,null,1901.0373937677057,2016248.5415123575,1.0606043564015921]
[400,"ROSA TPP PH - 1",2,"2010-06-26",300,"UTTAR PRADESH","PVT","ROSA POWER COMPANY","THERMAL","COAL","OIL",1961.855,2018586.503486217,1.0289172764991383,null,null,1455.3963172804536,1476739.3411086788,1.0146647504702409]
[400,"ROSA TPP ",3,"2011-12-28",300,"UTTAR PRADESH","PVT","ROSA POWER COMPANY","THERMAL","COAL","OIL",1961.855,2018586.503486217,1.0289172764991383,null,1,1397.0711048158641,1428184.438213751,1.022270400762449]
[400,"ROSA TPP ",4,"2012-03-28",300,"UTTAR PRADESH","PVT","ROSA POWER COMPANY","THERMAL","COAL","OIL",1961.855,2018586.503486217,1.0289172764991383,null,1,1680.4951841359775,1714916.7585638426,1.0204829949843401]
[401,"S.SAROVAR CHPH",0,null,250,"GUJARAT","STATE","SSVNL","HYDRO",null,null,608.61164999999994,0,0,null,null,701.02724999999998,0,0,null,null,871.95830000000001,0,0,null,null,560.04570000000001,0,0,null,null,591.86580000000004,0,0]
[401,"S.SAROVAR CHPH",1,"2004-10-04",50,"GUJARAT","STATE","SSVNL","HYDRO"]
[401,"S.SAROVAR CHPH",2,"2004-09-04",50,"GUJARAT","STATE","SSVNL","HYDRO"]
[401,"S.SAROVAR CHPH",3,"2004-09-01",50,"GUJARAT","STATE","SSVNL","HYDRO"]
[401,"S.SAROVAR CHPH",4,"2004-09-01",50,"GUJARAT","STATE","SSVNL","HYDRO"]
[401,"S.SAROVAR CHPH",5,"2004-12-15",50,"GUJARAT","STATE","SSVNL","HYDRO"]
[402,"S.SAROVAR RBPH",0,null,1200,"GUJARAT","STATE","SSVNL","HYDRO",null,null,2286.26125,0,0,null,null,1458.5506,0,0,null,null,2321.2056499999999,0,0,null,null,374.72694999999999,0,0,null,null,0,0,0]
[402,"S.SAROVAR RBPH",1,"2005-02-01",200,"GUJARAT","STATE","SSVNL","HYDRO"]
[402,"S.SAROVAR RBPH",2,"2005-04-30",200,"GUJARAT","STATE","SSVNL","HYDRO"]
[402,"S.SAROVAR RBPH",3,"2005-08-30",200,"GUJARAT","STATE","SSVNL","HYDRO"]
[402,"S.SAROVAR RBPH",4,"2005-10-13",200,"GUJARAT","STATE","SSVNL","HYDRO"]
[402,"S.SAROVAR RBPH",5,"2006-03-07",200,"GUJARAT","STATE","SSVNL","HYDRO"]
[402,"S.SAROVAR RBPH",6,"2006-06-20",200,"KERALA","STATE","KSEB","HYDRO",null,null,null,0,null,null,null,null,0,0]
[403,"SABARIGIRI",0,null,300,"KERALA","STATE","KSEB","HYDRO",null,null,1218.60635,0,0,null,null,1165.3141500000002,0,0,null,null,794.79604999999992,0,0,null,null,963.61770000000001,0,0,null,null,1508.8180000000002,0,0]
[403,"SABARIGIRI",1,"1966-04-18",50,"KERALA","STATE","KSEB","HYDRO"]
[403,"SABARIGIRI",2,"1966-06-14",50,"KERALA","STATE","KSEB","HYDRO"]
[403,"SABARIGIRI",3,"1966-12-29",50,"KERALA","STATE","KSEB","HYDRO"]
[403,"SABARIGIRI",4,"1967-06-22",50,"KERALA","STATE","KSEB","HYDRO"]
[403,"SABARIGIRI",5,"1967-09-09",50,"KERALA","STATE","KSEB","HYDRO"]
[403,"SABARIGIRI",6,"1967-11-26",50,"KERALA","STATE","KSEB","HYDRO"]
[404,"SAGARDIGHI TPP",0,null,1600,"WEST BENGAL","STATE","WBPDC","THERMAL","COAL","OIL",3628.7809999999999,4160309.7120237998,1.1464758308709728,1,null,2350.9340000000002,2710527.7871978437,1.152957840244704,1,null,4222.6139999999996,5334060.632523274,1.2632129369445737,1,null,5717.741,6123513.1470813928,1.0709672136393364,1,null,5487.2759999999998,5897614.9061977835,1.0747800741566096,1]
[404,"SAGARDIGHI TPP",1,"2007-12-21",300,"WEST BENGAL","STATE","WBPDC","THERMAL","COAL","OIL"]
[404,"SAGARDIGHI TPP",2,"2008-07-20",300,"WEST BENGAL","STATE","WBPDC","THERMAL","COAL","OIL"]
[404,"SAGARDIGHI TPP",3,"2015-12-14",500,"WEST BENGAL","STATE","WBPDC","THERMAL","COAL","OIL",null,null,null,null,null,0,0,0,null,1,858.36057002045402,1089453.3164556804,1.2692257246039618,null,1,1751.8527038978054,1876176.8089999703,1.0709672136393364,null,1,1973.9343391764655,2121545.29544036,1.0747800741566096,null,1]
[404,"SAGARDIGHI TPP",4,"2016-12-15",500,"WEST BENGAL","STATE","WBPDC","THERMAL","COAL","OIL",null,null,null,null,null,null,null,null,null,null,33.283819480350857,40149.725713899643,1.2062836038875309,null,1,1266.5478231200264,1356431.1930678219,1.0709672136393364,null,1,1132.9708809696904,1217694.5274658832,1.0747800741566096,null,1]
[405,"SAINJ",0,null,100,"HIMACHAL","STATE","HPPCL","HYDRO",null,null,null,null,null,null,null,null,null,null,null,null,null,null,null,null,null,134.31505000000001,0,0,null,null,406.76595000000003,0,0]
[405,"SAINJ",1,"2017-09-04",50,"HIMACHAL","STATE","HPPCL","HYDRO",null,null,null,null,null,null,null,null,null,null,null,null,null,null,null,null,null,67.157525000000007,0,0,null,1,203.38297500000002,0,0,null,1]
[405,"SAINJ",2,"2017-09-04",50,"HIMACHAL","STATE","HPPCL","HYDRO",null,null,null,null,null,null,null,null,null,null,null,null,null,null,null,null,null,67.157525000000007,0,0,null,1,203.38297500000002,0,0,null,1]
[406,"SALAL I & II",0,null,690,"JAMMU & KASHMIR","CENTER","NHPC","HYDRO",null,null,3474.1221,0,0,null,null,3573.4032000000002,0,0,null,null,3405.9745500000004,0,0,null,null,3230.85455,0,0,null,null,3395.4872500000001,0,0]
[406,"SALAL-I",1,"1987-11-09",115,"JAMMU & KASHMIR","CENTER","NHPC","HYDRO"]
[406,"SALAL-I",2,"1987-11-14",115,"JAMMU & KASHMIR","CENTER","NHPC","HYDRO"]
[406,"SALAL-I",3,"1987-11-20",115,"JAMMU & KASHMIR","CENTER","NHPC","HYDRO"]
[406,"SALAL-II",4,"1993-06-25",115,"JAMMU & KASHMIR","CENTER","NHPC","HYDRO"]
[406,"SALAL-II",5,"1994-03-26",115,"JAMMU & KASHMIR","CENTER","NHPC","HYDRO"]
[406,"SALAL-II",6,"1995-02-23",115,"JAMMU & KASHMIR","CENTER","NHPC","HYDRO"]
[407,"SALAYA TPP",0,null,1200,"GUJARAT","PVT","ESSAR power Gujarat Ltd","THERMAL","COAL","OIL",6224,5929897.8791526435,0.95274708855280266,1,null,4912,4422240.0238131415,0.90029316445707275,1,null,4889,4450707.2226411635,0.91035124210291751,1,null,2514,2316089.8069050061,0.92127677283413134,1,null,0,0,0,1]
[407,"SALAYA TPP",1,"2012-02-22",600,"GUJARAT","PVT","ESSAR ENERGY LTD","THERMAL","COAL","OIL",3127,2960637.0062708221,0.94679789135619508,null,1,3027,2694884.3297136365,0.89028223644322313]
[407,"SALAYA TPP",2,"2012-06-13",600,"GUJARAT","PVT","ESSAR ENERGY LTD","THERMAL","COAL","OIL",3097,2969260.8728818214,0.95875391439516355,null,1,1885,1727355.4914602404,0.91636896098686493]
[408,"SALORA",0,null,135,"CHATTISGARH","PVT","Vandana Vidyut Ltd","THERMAL","COAL","OIL",124.7792,131018.15999999999,1.05,1,null,0,0,0,1,null,0,0,0,1,null,0,0,0,1,null,0,0,0,1]
[408,"SALORA",1,"2014-04-10",135,"CHATTISGARH","PVT","Vandana Vidyut Ltd","THERMAL","COAL","OIL",124.7792,131018.15999999999,1.05,null,1,0,0,0,null,1,null,0,0,null,1,0,0,0,null,1,0,0,0]
[409,"SAMALPATTI DG",0,null,105.7,"TAMIL NADU","PVT","SAMALPATI","THERMAL","OIL","n/a",223.65043618300001,136991.5906335063,0.61252547936644375,1,null,37.560643249999998,24417.05287953245,0.65007014701571841,1,null,0,0,0,1,null,null,0,0,1,null,0,0,0,1]
[409,"SAMALPATTI DG",1,"2001-03-01",105.7,"TAMIL NADU","PVT","SAMALPATI","THERMAL","OIL","n/a",null,null,null,null,null,37.560643249999998,24417.05287953245,0.65007014701571841]
[410,"SAMAYANALLUR DG",0,null,106,"TAMIL NADU","PVT","MADURAI P","THERMAL","DISL","OIL",243.63399999999999,150290.72828201237,0.61687091408429195,1,null,39.954000000000001,26526.690126624366,0.66393077355519758,1,null,11.308044000000001,7850.3481568581929,0.69422688458394677,1,null,null,0,0,1,null,0,0,0,1]
[410,"SAMAYANALLUR DG",1,"2001-09-22",106,"TAMIL NADU","PVT","MADURAI P","THERMAL","DISL","OIL",null,null,null,null,null,39.954000000000001,26526.690126624366,0.66393077355519758,null,null,null,null,null,null,null,null,null,null,null,null,null,0,0]
[411,"SANJAY BHABA",0,null,120,"HIMACHAL","STATE","HPSEB","HYDRO",null,null,542.36455000000001,0,0,null,null,0,0,0,null,null,186.46299999999999,0,0,null,null,490.92304999999999,0,0,null,null,586.47289999999998,0,0]
[411,"SANJAY BHABA",1,"1989-05-15",40,"HIMACHAL","STATE","HPSEB","HYDRO"]
[411,"SANJAY BHABA",2,"1989-06-14",40,"HIMACHAL","STATE","HPSEB","HYDRO"]
[411,"SANJAY BHABA",3,"1989-07-22",40,"HIMACHAL","STATE","HPSEB","HYDRO"]
[412,"SANJAY GANDHI",0,null,1340,"MADHYA PRADESH","STATE","MPGPCL","THERMAL","COAL","OIL",6229.7929999999997,7137161.6402340783,1.1456498859968667,1,null,6483.9409999999998,7113965.7760178363,1.097166950781606,1,null,6316.03,7043423.136114846,1.115166193972297,1,null,6877.8590000000004,7428659.2327173436,1.0800830945672693,1,null,7972.7030000000004,8420030.5667109508,1.0561073912713104,1]
[412,"SANJAY GANDHI",1,"1993-03-26",210,"MADHYA PRADESH","STATE","MPGPCL","THERMAL","COAL","OIL"]
[412,"SANJAY GANDHI",2,"1994-03-27",210,"MADHYA PRADESH","STATE","MPGPCL","THERMAL","COAL","OIL"]
[412,"SANJAY GANDHI",3,"1999-02-28",210,"MADHYA PRADESH","STATE","MPGPCL","THERMAL","COAL","OIL"]
[412,"SANJAY GANDHI",4,"1999-11-23",210,"MADHYA PRADESH","STATE","MPGPCL","THERMAL","COAL","OIL"]
[412,"SANJAY GANDHI",5,"2008-08-27",500,"MADHYA PRADESH","STATE","MPGPCL","THERMAL","COAL","OIL"]
[413,"SANTALDIH",0,null,500,"WEST BENGAL","STATE","WBPDC","THERMAL","COAL","OIL",3125.74,3389946.6516514951,1.0845261127449806,1,null,3378.12,3575501.1285326313,1.0584292827172013,1,null,3364.42,3382887.6822601906,1.0054891132082768,1,null,2693.4169999999999,2737070.141404992,1.0162073460607817,1,null,3245.672,3328563.4907582058,1.0255390842815311,1]
[413,"SANTALDIH",1,"1974-01-01",0,"WEST BENGAL","STATE","WBPDC","THERMAL","COAL","OIL"]
[413,"SANTALDIH",2,"1975-07-16",0,"WEST BENGAL","STATE","WBPDC","THERMAL","COAL","OIL"]
[413,"SANTALDIH",3,"1978-12-06",0,"WEST BENGAL","STATE","WBPDC","THERMAL","COAL","OIL"]
[413,"SANTALDIH",4,"1981-03-30",0,"WEST BENGAL","STATE","WBPDC","THERMAL","COAL","OIL"]
[413,"SANTALDIH",5,"2007-11-07",250,"WEST BENGAL","STATE","WBPDC","THERMAL","COAL","OIL",1522.048971836711,1654592.8476269469,1.0870825303539942]
[413,"SANTALDIH",6,"2011-06-29",250,"WEST BENGAL","STATE","WBPDC","THERMAL","COAL","OIL",1603.691028163289,1735353.8040581299,1.0820998394220829]
[414,"SARKARPATHY",0,null,30,"TAMIL NADU","STATE","TNEB","HYDRO",null,null,133.56880000000001,0,0,null,null,78.883600000000001,0,0,null,null,62.973549999999996,0,0,null,null,85.032699999999991,0,0,null,null,129.00175000000002,0,0]
[414,"SARKARPATHY",1,"1966-08-14",30,"TAMIL NADU","STATE","TNEB","HYDRO"]
[415,"SASAN UMPP",0,null,3960,"MADHYA PRADESH","PVT","RELIANCE POWER","THERMAL","COAL","OIL",15069,13034915.426240537,0.86501529140888833,1,null,29342,25157102.908977009,0.85737519286268871,1,null,27671,25249188.421909228,0.91247834996600152,1,null,29909,27198627.615897451,0.9093793712894932,1,null,30905,28062082.132844169,0.9080110704689911,1]
[415,"SASAN UMPP",1,"2013-12-18",660,"MADHYA PRADESH","PVT","RELIANCE POWER","THERMAL","COAL","OIL",3497,3024958.4740568828,0.86501529140888833,null,"CDM#3690",4890.333333333333,4192850.4848295017,0.85737519286268871,null,"CDM#3690",4611.8333333333339,4208198.0703182053,0.91247834996600152,null,"CDM#3690",5151,4684213.1415121797,0.9093793712894932,null,"CDM#3690",5150.8333333333339,4677013.6888073618,0.9080110704689911,null,"CDM#3690"]
[415,"SASAN UMPP",2,"2013-05-30",660,"MADHYA PRADESH","PVT","RELIANCE POWER","THERMAL","COAL","OIL",3414,2953162.2048699446,0.86501529140888833,null,"CDM#3690",4890.333333333333,4192850.4848295017,0.85737519286268871,null,"CDM#3690",4611.8333333333339,4208198.0703182053,0.91247834996600152,null,"CDM#3690",4648,4226795.3177535646,0.9093793712894932,null,"CDM#3690",5150.8333333333339,4677013.6888073618,0.9080110704689911,null,"CDM#3690"]
[415,"SASAN UMPP",3,"2014-03-25",660,"MADHYA PRADESH","PVT","RELIANCE POWER","THERMAL","COAL","OIL",3507,3033608.6269709715,0.86501529140888833,null,"CDM#3690",4890.333333333333,4192850.4848295017,0.85737519286268871,null,"CDM#3690",4611.8333333333339,4208198.0703182053,0.91247834996600152,null,"CDM#3690",4813,4376842.9140163306,0.9093793712894932,null,"CDM#3690",5150.8333333333339,4677013.6888073618,0.9080110704689911,null,"CDM#3690"]
[415,"SASAN UMPP",4,"2014-05-21",660,"MADHYA PRADESH","PVT","RELIANCE POWER","THERMAL","COAL","OIL",3719,3216991.8687496558,0.86501529140888833,null,"CDM#3690",4890.333333333333,4192850.4848295017,0.85737519286268871,null,"CDM#3690",4611.8333333333339,4208198.0703182053,0.91247834996600152,null,"CDM#3690",5083,4622375.3442644943,0.9093793712894932,null,"CDM#3690",5150.8333333333339,4677013.6888073618,0.9080110704689911,null,"CDM#3690"]
[415,"SASAN UMPP",5,"2014-08-24",660,"MADHYA PRADESH","PVT","RELIANCE POWER","THERMAL","COAL","OIL",863,746508.19648587063,0.86501529140888833,null,"CDM#3690",4890.333333333333,4192850.4848295017,0.85737519286268871,null,"CDM#3690",4611.8333333333339,4208198.0703182053,0.91247834996600152,null,"CDM#3690",5236,4761510.3880717857,0.9093793712894932,null,"CDM#3690",5150.8333333333339,4677013.6888073618,0.9080110704689911,null,"CDM#3690"]
[415,"SASAN UMPP",6,"2015-03-19",660,"MADHYA PRADESH","PVT","RELIANCE POWER","THERMAL","COAL","OIL",69,59686.055107213295,0.86501529140888833,null,"CDM#3690",4890.333333333333,4192850.4848295017,0.85737519286268871,null,"CDM#3690",4611.8333333333339,4208198.0703182053,0.91247834996600152,null,"CDM#3690",4978,4526890.5102790967,0.9093793712894932,null,"CDM#3690",5150.8333333333339,4677013.6888073618,0.9080110704689911,null,"CDM#3690"]
[416,"SATPURA",0,null,1330,"MADHYA PRADESH","STATE","MPGPCL","THERMAL","COAL","OIL",5532.9369999999999,7157131.6159152519,1.2935501734278292,1,null,4959.34,5913752.7188554434,1.1924475270611499,1,null,3260.348,3713396.539623613,1.1389571112113226,1,null,4524.357,5047107.7034682166,1.1155414357152225,1,null,6757.7330000000002,8054913.1150703747,1.1919549226153763,1]
[416,"SATPURA",1,"1967-10-06",0,"MADHYA PRADESH","STATE","MPGPCL","THERMAL","COAL","OIL",0]
[416,"SATPURA",2,"1968-03-04",0,"MADHYA PRADESH","STATE","MPGPCL","THERMAL","COAL","OIL",0]
[416,"SATPURA",3,"1968-06-18",0,"MADHYA PRADESH","STATE","MPGPCL","THERMAL","COAL","OIL",0]
[416,"SATPURA",4,"1968-07-11",0,"MADHYA PRADESH","STATE","MPGPCL","THERMAL","COAL","OIL",0]
[416,"SATPURA",5,"1970-03-31",0,"MADHYA PRADESH","STATE","MPGPCL","THERMAL","COAL","OIL",0]
[416,"SATPURA",6,"1979-03-30",200,"MADHYA PRADESH","STATE","MPGPCL","THERMAL","COAL","OIL",747.16,967140.66428871418,1.2944224319941033]
[416,"SATPURA",7,"1980-09-20",210,"MADHYA PRADESH","STATE","MPGPCL","THERMAL","COAL","OIL",843.03,1129960.54811804,1.3403562721588083]
[416,"SATPURA",8,"1983-01-25",210,"MADHYA PRADESH","STATE","MPGPCL","THERMAL","COAL","OIL",1241.8209999999999,1616836.2605059864,1.3019881774474633]
[416,"SATPURA",9,"1984-02-27",210,"MADHYA PRADESH","STATE","MPGPCL","THERMAL","COAL","OIL",812.30899999999997,1058504.5046890513,1.3030810992972517]
[416,"SATPURA",10,"2013-03-22",250,"MADHYA PRADESH","STATE","MPGPCL","THERMAL","COAL","OIL",856.70500000000004,1079030.3686956079,1.2595121642754599,null,1,1335.48,1489846.8465749864,1.1155890365823422,null,1,919.15499999999997,976853.20920820697,1.0627731005197241,null,null,1700.463,1733665.5874268478,1.0195256159215742]
[416,"SATPURA",11,"2013-12-25",250,"MADHYA PRADESH","STATE","MPGPCL","THERMAL","COAL","OIL",1031.912,1305659.2690648704,1.2652816025638527,null,1,434.07400000000001,522191.87425404496,1.2030019633842268,null,1,1203.009,1250962.2955332634,1.0398611278330117,null,1,1288.29,1354399.7396677879,1.051315883588158]
[417,"SEIONI TPP ",0,null,600,"MADHYA PRADESH","PVT","JHABUA POWER LTD","THERMAL","COAL","OIL",null,null,null,null,null,3.7025999999999999,3591.5219999999999,0.97,1,null,291.01875000000001,282288.1875,0.97,1,null,1552.43,1591552.8938236751,1.0252010678894863,1,null,2342.5639999999999,2361484.8727362175,1.0080769928745672,1]
[417,"SEIONI TPP ",1,"2016-03-22",600,"MADHYA PRADESH","PVT","JHABUA POWER LTD","THERMAL","COAL","OIL",null,null,null,null,null,3.7025999999999999,3591.5219999999999,0.97,null,1,291.01875000000001,282288.1875,0.97,null,1,1552.43,1591552.8938236751,1.0252010678894863,null,1,2342.5639999999999,2361484.8727362175,1.0080769928745672,null,1]
[418,"SEMBCORP GAYATRI ",0,null,1320,"ANDHRA PRADESH","PVT","SGPL","THERMAL","COAL","OIL",null,null,null,null,null,null,null,null,null,null,8470.57,4046526.6546171717,0.47771598069754123,1,null,8470.1,6877771.6858796189,0.81200596048212159,1,null,9064.8154747239678,7886389.463009852,0.87,1]
[418,"SEMBCORP GAYATRI ",1,"2016-11-12",660,"ANDHRA PRADESH","PVT","SGPL","THERMAL","COAL","OIL",null,null,null,null,null,null,null,null,null,null,4616.43,2258676.7151426771,0.4892691354883919,null,1,4273.7,3491878.7774429768,0.81706221247232547,null,1,4532.4077373619839,3943194.731504926,0.87,null,1]
[418,"SEMBCORP GAYATRI ",2,"2017-02-15",660,"ANDHRA PRADESH","PVT","SGPL","THERMAL","COAL","OIL",null,null,null,null,null,null,null,null,null,null,3854.14,1787849.9394744944,0.46387778842348604,null,1,4196.3999999999996,3385892.9084339649,0.80685656954388651,null,1,4532.4077373619839,3943194.731504926,0.87,null,1]
[419,"SENGULAM",0,null,48,"KERALA","STATE","KSEB","HYDRO",null,null,150.61314999999999,0,0,null,null,160.18505000000002,0,0,null,null,115.0817,0,0,null,null,144.18545,0,0,null,null,122.3651,0,0]
[419,"SENGULAM",1,"1954-05-30",12,"KERALA","STATE","KSEB","HYDRO"]
[419,"SENGULAM",2,"1954-07-26",12,"KERALA","STATE","KSEB","HYDRO"]
[419,"SENGULAM",3,"2001-12-05",12,"KERALA","STATE","KSEB","HYDRO"]
[419,"SENGULAM",4,"2001-11-30",12,"KERALA","STATE","KSEB","HYDRO"]
[420,"SERVALAR",0,null,20,"TAMIL NADU","STATE","TNEB","HYDRO",null,null,"-",0,0,null,null,"-",0,0,null,null,"-",0,0,null,null,"-",0,0,null,null,"-",0,0]
[420,"SERVALAR",1,"1986-03-23",20,"TAMIL NADU","STATE","TNEB","HYDRO",null,null,"-",null,null,null,null,"-",null,null,null,null,"-",null,null,null,null,"-",null,null,null,null,"-"]
[421,"SEWA-II",0,null,120,"JAMMU & KASHMIR","CENTER","NHPC","HYDRO",null,null,594.07469999999989,0,0,null,null,594.08465000000001,0,0,null,null,468.25695000000002,0,0,null,null,503.85804999999999,0,0,null,null,495.82839999999999,0,0]
[421,"SEWA-II",1,"2010-06-22",40,"JAMMU & KASHMIR","CENTER","NHPC","HYDRO"]
[421,"SEWA-II",2,"2010-07-23",40,"JAMMU & KASHMIR","CENTER","NHPC","HYDRO"]
[421,"SEWA-II",3,"2010-07-01",40,"JAMMU & KASHMIR","CENTER","NHPC","HYDRO"]
[422,"SEWA-III",0,null,9,"JAMMU & KASHMIR","STATE","JKEB","HYDRO",null,null,"-",0,0,null,null,"-",0,0,null,null,"-",0,0,null,null,"-",0,0,null,null,"-",0,0]
[422,"SEWA-III",1,"2002-03-19",3,"JAMMU & KASHMIR","STATE","JKEB","HYDRO",null,null,"-",null,null,null,null,"-",null,null,null,null,"-",null,null,null,null,"-",null,null,null,null,"-"]
[422,"SEWA-III",2,"2002-03-19",3,"JAMMU & KASHMIR","STATE","JKEB","HYDRO",null,null,"-",null,null,null,null,"-",null,null,null,null,"-",null,null,null,null,"-",null,null,null,null,"-"]
[422,"SEWA-III",3,"2002-03-19",3,"JAMMU & KASHMIR","STATE","JKEB","HYDRO",null,null,"-",null,null,null,null,"-",null,null,null,null,"-",null,null,null,null,"-",null,null,null,null,"-"]
[423,"SHAHPUR",0,null,6.6,"KARNATAKA","PVT","BHORUKA","HYDRO",null,null,"-",0,0,null,null,"-",0,0,null,null,"-",0,0,null,null,"-",0,0,null,null,"-",0,0]
[423,"SHAHPUR",1,"1997-01-10",1.3,"KARNATAKA","PVT","BHORUKA","HYDRO",null,null,"-",null,null,null,null,"-",null,null,null,null,"-",null,null,null,null,"-",null,null,null,null,"-"]
[423,"SHAHPUR",2,"1997-11-12",1.3,"KARNATAKA","PVT","BHORUKA","HYDRO",null,null,"-",null,null,null,null,"-",null,null,null,null,"-",null,null,null,null,"-",null,null,null,null,"-"]
[423,"SHAHPUR",3,"1997-03-18",1.3,"KARNATAKA","PVT","BHORUKA","HYDRO",null,null,"-",null,null,null,null,"-",null,null,null,null,"-",null,null,null,null,"-",null,null,null,null,"-"]
[423,"SHAHPUR",4,"1997-11-21",1.3,"KARNATAKA","PVT","BHORUKA","HYDRO",null,null,"-",null,null,null,null,"-",null,null,null,null,"-",null,null,null,null,"-",null,null,null,null,"-"]
[423,"SHAHPUR",5,"1997-11-20",1.4,"KARNATAKA","PVT","BHORUKA","HYDRO",null,null,"-",null,null,null,null,"-",null,null,null,null,"-",null,null,null,null,"-",null,null,null,null,"-"]
[424,"SHANAN",0,null,110,"PUNJAB","STATE","PSEB","HYDRO",null,null,505.28089999999997,0,0,null,null,529.90715,0,0,null,null,470.51560000000001,0,0,null,null,505.97739999999999,0,0,null,null,470.02805000000001,0,0]
[424,"SHANAN",1,"1932-03-10",15,"PUNJAB","STATE","PSEB","HYDRO"]
[424,"SHANAN",2,"1932-03-10",15,"PUNJAB","STATE","PSEB","HYDRO"]
[424,"SHANAN",3,"1932-03-10",15,"PUNJAB","STATE","PSEB","HYDRO"]
[424,"SHANAN",4,"1932-03-10",15,"PUNJAB","STATE","PSEB","HYDRO"]
[424,"SHANAN",5,"1982-03-31",50,"PUNJAB","STATE","PSEB","HYDRO"]
[425,"SHARAVATHY",0,null,1035,"KARNATAKA","STATE","KPCL","HYDRO",null,null,5229.1827000000003,0,0,null,null,2651.1774999999998,0,0,null,null,2695.22615,0,0,null,null,2708.7382500000003,0,0,null,null,4762.2491,0,0]
[425,"SHARAVATHY",1,"1967-10-16",103.5,"KARNATAKA","STATE","KPCL","HYDRO"]
[425,"SHARAVATHY",2,"1967-10-09",103.5,"KARNATAKA","STATE","KPCL","HYDRO"]
[425,"SHARAVATHY",3,"1968-04-16",103.5,"KARNATAKA","STATE","KPCL","HYDRO"]
[425,"SHARAVATHY",4,"1968-06-08",103.5,"KARNATAKA","STATE","KPCL","HYDRO"]
[425,"SHARAVATHY",5,"1968-05-04",103.5,"KARNATAKA","STATE","KPCL","HYDRO"]
[425,"SHARAVATHY",6,"1971-04-16",103.5,"KARNATAKA","STATE","KPCL","HYDRO"]
[425,"SHARAVATHY",7,"1976-08-27",103.5,"KARNATAKA","STATE","KPCL","HYDRO"]
[425,"SHARAVATHY",8,"1977-04-09",103.5,"KARNATAKA","STATE","KPCL","HYDRO"]
[425,"SHARAVATHY",9,"1964-11-14",103.5,"KARNATAKA","STATE","KPCL","HYDRO"]
[425,"SHARAVATHY",10,"1965-04-22",103.5,"KARNATAKA","STATE","KPCL","HYDRO"]
[426,"SHARAVATHY TAIL RACE (Gerusupa)",0,null,240,"KARNATAKA","STATE","KPCL","HYDRO",null,null,554.1155,0,0,null,null,301.67405000000002,0,0,null,null,275.21700000000004,0,0,null,null,279.48554999999999,0,0,null,null,523.04164999999989,0,0]
[426,"SHARAVATHY TAIL RACE",1,"2001-02-20",60,"KARNATAKA","STATE","KPCL","HYDRO"]
[426,"SHARAVATHY TAIL RACE",2,"2001-05-15",60,"KARNATAKA","STATE","KPCL","HYDRO"]
[426,"SHARAVATHY TAIL RACE",3,"2001-11-01",60,"KARNATAKA","STATE","KPCL","HYDRO"]
[426,"SHARAVATHY TAIL RACE",4,"2002-03-30",60,"KARNATAKA","STATE","KPCL","HYDRO"]
[427,"SHIMSAPURA",0,null,17.2,"KARNATAKA","STATE","VVNL","HYDRO",null,null,"-",0,0,null,null,"-",0,0,null,null,"-",0,0,null,null,"-",0,0,null,null,"-",0,0]
[427,"SHIMSAPURA",1,"1938-06-30",8.6,"KARNATAKA","STATE","KEB","HYDRO",null,null,"-",null,null,null,null,"-",null,null,null,null,"-",null,null,null,null,"-",null,null,null,null,"-"]
[427,"SHIMSAPURA",2,"1940-04-18",8.6,"KARNATAKA","STATE","KEB","HYDRO",null,null,"-",null,null,null,null,"-",null,null,null,null,"-",null,null,null,null,"-",null,null,null,null,"-"]
[428,"SHIRPUR",0,null,150,"MAHARASHTRA","PVT","SHIRPUR POWER PVT LTD","THERMAL ","COAL","OIL",null,null,null,null,null,null,null,null,null,null,null,null,null,null,null,4.3134000000000006,4529.0700000000006,1.05,1,null,0,0,0,1]
[428,"SHIRPUR",1,"2017-09-28",150,"MAHARASHTRA","PVT","SHIRPUR POWER PVT LTD","THERMAL","COAL","OIL",null,null,null,null,null,null,null,null,null,null,null,null,null,null,null,4.3134000000000006,4529.0700000000006,1.05,null,1,0,0,0,null,1]
[429,"SHIVAPURA",0,null,18,"KARNATAKA","PVT","BHORUKA","HYDRO",null,null,"-",0,0,null,null,"-",0,0,null,null,"-",0,0,null,null,"-",0,0,null,null,"-",0,0]
[429,"SHIVAPURA",1,"1992-11-25",9,"KARNATAKA","PVT","BHORUKA","HYDRO",null,null,"-",null,null,null,null,"-",null,null,null,null,"-",null,null,null,null,"-",null,null,null,null,"-"]
[429,"SHIVAPURA",2,"1992-12-25",9,"KARNATAKA","PVT","BHORUKA","HYDRO",null,null,"-",null,null,null,null,"-",null,null,null,null,"-",null,null,null,null,"-",null,null,null,null,"-"]
[430,"SHOLAYAR",0,null,54,"KERALA","STATE","KSEB","HYDRO",null,null,237.05875,0,0,null,null,208.95994999999999,0,0,null,null,166.01575,0,0,null,null,203.66655,0,0,null,null,201.37805,0,0]
[430,"SHOLAYAR",1,"1956-05-09",18,"KERALA","STATE","KSEB","HYDRO"]
[430,"SHOLAYAR",2,"1968-01-26",18,"KERALA","STATE","KSEB","HYDRO"]
[430,"SHOLAYAR",3,"1968-05-14",18,"KERALA","STATE","KSEB","HYDRO"]
[431,"SHOLAYAR I&II",0,null,70,"TAMIL NADU","STATE","TNEB","HYDRO",null,null,260.27209999999997,0,0,null,null,262.47104999999999,0,0,null,null,226.96945000000002,0,0,null,null,156.94134999999997,0,0,null,null,219.75569999999999,0,0]
[431,"SHOLAYAR -I",1,"1971-04-22",35,"TAMIL NADU","STATE","TNEB","HYDRO"]
[431,"SHOLAYAR -I",2,"1971-05-04",35,"TAMIL NADU","STATE","TNEB","HYDRO"]
[431,"SHOLAYAR-II",3,"1971-03-29",25,"TAMIL NADU","STATE","TNEB","HYDRO"]
[432,"Shri Singaji MALWA TPP",0,null,2520,"MADHYA PRADESH","STATE","MPPGCL","THERMAL","COAL","OIL",1584.5809999999999,1971729.1985709812,1.2443221258938366,1,null,3960.5839999999998,4698584.6555307908,1.1863363219996828,1,null,2290.92,2498801.9506606655,1.0907416892168498,1,null,3527.085,3773309.7478156411,1.0698097005928808,1,null,7275.43,8222199.0676950552,1.1301323863599888,1]
[432,"Shri Singaji MALWA TPP",1,"2013-11-18",600,"MADHYA PRADESH","STATE","MPPGCL","THERMAL","COAL","OIL",1372.53,1733962.6007345989,1.2633331152940912,null,1,1951.1569999999999,2339046.3521033409,1.1987996619971335,null,1,1053.3,1151693.1312764816,1.0934141567231384,null,1,1961.7070000000001,2105677.4145989683,1.0733903761361754,null,null,3040.3820000000001,3222941.9175077816,1.0600450593076074]
[432,"Shri Singaji MALWA TPP",2,"2014-12-28",600,"MADHYA PRADESH","STATE","MPPGCL","THERMAL","COAL","OIL",212.05099999999999,237766.5978363824,1.1212708161545213,null,1,2009.4269999999999,2359538.3034274508,1.1742343978793213,null,1,1244.04,1347108.8193841837,1.0828500847112503,null,1,1565.3779999999999,1667632.3332166725,1.0653224545232352,null,1,2743.9659999999999,2900064.0502797435,1.0568877494399505,null,1]
[432,"Shri Singaji MALWA TPP",3,"2018-11-18",660,"MADHYA PRADESH","STATE","MPPGCL","THERMAL","COAL","OIL",null,null,null,null,null,null,null,null,null,null,null,null,null,null,null,null,null,null,null,null,1454.3389999999999,1868793.9920365417,1.2849782561263514,null,1]
[432,"Shri Singaji MALWA TPP",4,"2019-03-28",660,"MADHYA PRADESH","STATE","MPPGCL","THERMAL","COAL","OIL",null,null,null,null,null,null,null,null,null,null,null,null,null,null,null,null,null,null,null,null,36.743000000000002,230108.44961057184,6.2626472963713313,null,1]
[433,"SIKKA REP.",0,null,500,"GUJARAT","STATE","GSECL","THERMAL","COAL","OIL",829.69100000000003,1052705.2889911844,1.2687919827877903,1,null,778.43,1007979.5257513477,1.2948878200369305,1,null,1927.7470000000001,2119375.4183945432,1.0994053775700563,1,null,2419.087,2394512.9821557822,0.98984161469008025,1,null,2467.2424999999998,2480750.7312123207,1.005475031826957,1]
[433,"SIKKA REP.",1,"1988-03-26",0,"GUJARAT","STATE","GSECL","THERMAL","COAL","OIL"]
[433,"SIKKA REP.",2,"1993-03-31",0,"GUJARAT","STATE","GSECL","THERMAL","COAL","OIL"]
[433,"SIKKA EXTN",3,"2015-03-29",250,"GUJARAT","STATE","GSECL","THERMAL","COAL","OIL",0,0,0,null,1,441.07,574248.73163357517,1.3019446610142953,null,1,775.17600000000004,852891.3357097673,1.1002550849223496,null,1,1248.0550000000001,1238330.8464285082,0.99220855365228944,null,1,1167.7384999999999,1184050.7342230596,1.0139690814536471,null,1]
[433,"SIKKA EXTN",4,"2015-09-25",250,"GUJARAT","STATE","GSECL","THERMAL","COAL","OIL",null,null,null,null,null,46.533999999999999,63612.225736896151,1.3670053237825279,null,1,1074.4839999999999,1155760.050399075,1.075641936407685,null,1,1171.0319999999999,1156182.1357272735,0.98731899361185138,null,1,1299.5039999999999,1296699.9967629344,0.99784225116885705,null,1]
[434,"SIMHADRI",0,null,2000,"ANDHRA PRADESH","CENTER","NTPC","THERMAL","COAL","OIL",14196,13365109,0.94147006198929273,1,null,13656,12990676,0.95127973052138259,1,null,13389,12847190.955133386,0.95953327023178625,1,null,11062,10840491.216940213,0.97997570212802509,1,null,11703,11472117.102017792,0.98027147757137412,1]
[434,"SIMHADRI",1,"2002-02-22",500,"ANDHRA PRADESH","CENTER","NTPC","THERMAL","COAL","OIL",3549,3341277.25,0.94147006198929273,null,null,3414,3247669.0000000005,0.95127973052138259]
[434,"SIMHADRI",2,"2002-08-24",500,"ANDHRA PRADESH","CENTER","NTPC","THERMAL","COAL","OIL",3549,3341277.25,0.94147006198929273,null,null,3414,3247669.0000000005,0.95127973052138259]
[434,"SIMHADRI",3,"2011-03-31",500,"ANDHRA PRADESH","CENTER","NTPC","THERMAL","COAL","OIL",3549,3341277.25,0.94147006198929273,null,null,3414,3247669.0000000005,0.95127973052138259]
[434,"SIMHADRI",4,"2012-03-30",500,"ANDHRA PRADESH","CENTER","NTPC","THERMAL","COAL","OIL",3549,3341277.25,0.94147006198929273,null,1,3414,3247669.0000000005,0.95127973052138259]
[435,"SIMHAPURI TPP",0,null,600,"ANDHRA PRADESH","PVT","SIMHAPURI ENERGY P LTD","THERMAL","COAL","OIL",2881.5740000000001,2993353.2734684329,1.0387910473471904,1,null,3684.9,3952064.3015420949,1.0725024563874448,1,null,1439.3630000000001,1519664.7144227249,1.0557897586798637,1,null,22,23477.654964428897,1.067166134746768,1,null,89.540999999999997,94954.279910412646,1.0604558795458243,1]
[435,"SIMHAPURI TPP",1,"2012-03-24",150,"ANDHRA PRADESH","PVT","SIMHAPURI ENERGY P LTD","THERMAL","COAL","OIL",928.35400000000004,966526.93133363407,1.041118938824666,null,1,921.22500000000002,988016.07538552384,1.0725024563874448]
[435,"SIMHAPURI TPP",2,"2012-07-02",150,"ANDHRA PRADESH","PVT","SIMHAPURI ENERGY P LTD","THERMAL","COAL","OIL",1002.605,1030579.773848429,1.0279020889068267,null,1,921.22500000000002,988016.07538552384,1.0725024563874448,null,1]
[435,"SIMHAPURI TPP",3,"2014-02-21",150,"ANDHRA PRADESH","PVT","SIMHAPURI ENERGY P LTD","THERMAL","COAL","OIL",947.50699999999995,992959.45051258465,1.0479705696238495,null,1,921.22500000000002,988016.07538552384,1.0725024563874448,null,1,397.72800000000001,418531.11570242938,1.0523048809800399,null,1,5.0309999999999997,5475.6526126538511,1.0883825507163289,null,null,70.412000000000006,73838.734082759765,1.0486669045441084]
[435,"SIMHAPURI TPP",4,"2014-12-31",150,"ANDHRA PRADESH","PVT","SIMHAPURI ENERGY P LTD","THERMAL","COAL","OIL",3.1080000000000001,3287.1177737856001,1.0576312013467182,null,1,921.22500000000002,988016.07538552384,1.0725024563874448,null,1,429.37400000000002,446200.80369915505,1.0391891537427862,null,1,16.969000000000001,18002.002351775041,1.0608758531307112,null,1,0,0,0,null,1]
[436,"SINGARENI TPP",0,null,1200,"TELANGANA","STATE","SINGARENI COLLIERIES","THERMAL","COAL","OIL",null,null,null,null,null,1.09395,1061.1315,0.97,1,null,3312,3057543.3585352623,0.92317130390557445,1,null,9004.2099999999991,8334552.6418297011,0.92562841624414605,1,null,8207.1299999999992,7529086.155966267,0.91738356233741492,1]
[436,"SINGARENI TPP",1,"2016-03-13",600,"TELANGANA","STATE","SINGARENI COLLIERIES","THERMAL","COAL","OIL",null,null,null,null,null,1.09395,1061.1315,0.97,null,1,1962,1829340.3856304751,0.93238551765059885,null,1,4333.3599999999997,3975144.8191487482,0.91733546696991453,null,1,4203.4261989653387,3817836.8640342169,0.90826784706579755,null,1]
[436,"SINGARENI TPP",2,"2016-11-25",600,"TELANGANA","STATE","SINGARENI COLLIERIES","THERMAL","COAL","OIL",null,null,null,null,null,null,null,null,null,null,1350,1228202.9729047869,0.90977997992947179,null,1,4670.8500000000004,4359407.822680953,0.93332216249311206,null,1,4003.6849308156584,3711249.2919320506,0.92695837860946995,null,1]
[437,"SINGRAULI STPS",0,null,2000,"UTTAR PRADESH","CENTER","NTPC","THERMAL","COAL","OIL",13431,13106590,0.97584617675526775,1,null,15054,14728501,0.97837790620433107,1,null,13998,13963545.563355343,0.9975386171849796,1,null,13616,13476725.960703505,0.98977129558633259,1,null,13610,13409297.63871019,0.98525331658414328,1]
[437,"SINGRAULI STPS",1,"1982-02-13",200,"UTTAR PRADESH","CENTER","NTPC","THERMAL","COAL","OIL"]
[437,"SINGRAULI STPS",2,"1982-11-25",200,"UTTAR PRADESH","CENTER","NTPC","THERMAL","COAL","OIL"]
[437,"SINGRAULI STPS",3,"1983-03-28",200,"UTTAR PRADESH","CENTER","NTPC","THERMAL","COAL","OIL"]
[437,"SINGRAULI STPS",4,"1983-11-02",200,"UTTAR PRADESH","CENTER","NTPC","THERMAL","COAL","OIL"]
[437,"SINGRAULI STPS",5,"1984-02-26",200,"UTTAR PRADESH","CENTER","NTPC","THERMAL","COAL","OIL"]
[437,"SINGRAULI STPS",6,"1986-12-23",500,"UTTAR PRADESH","CENTER","NTPC","THERMAL","COAL","OIL"]
[437,"SINGRAULI STPS",7,"1987-11-24",500,"UTTAR PRADESH","CENTER","NTPC","THERMAL","COAL","OIL"]
[438,"SINGUR",0,null,15,"ANDHRA PRADESH","STATE","APGENCO","HYDRO",null,null,"-",0,0,null,null,"-",0,0,null,null,"-",0,0,null,null,"-",0,0,null,null,"-",0,0]
[438,"SINGUR",1,"1999-12-06",7.5,"ANDHRA PRADESH","STATE","APGENCO","HYDRO",null,null,"-",null,null,null,null,"-",null,null,null,null,"-",null,null,null,null,"-",null,null,null,null,"-"]
[438,"SINGUR",2,"2000-03-31",7.5,"ANDHRA PRADESH","STATE","APGENCO","HYDRO",null,null,"-",null,null,null,null,"-",null,null,null,null,"-",null,null,null,null,"-",null,null,null,null,"-"]
[439,"SIPAT STPS",0,null,2980,"CHATTISGARH","CENTER","NTPC","THERMAL","COAL","OIL",20603,19044246,0.92434334805610829,1,null,21078,19487459,0.92454023152101716,1,null,22522,20670233.369582925,0.91777965409745699,1,null,21771,19892039.539585918,0.91369434291424001,1,null,22625,21107555.04572586,0.93293060975583908,1]
[439,"SIPAT STPS",1,"2007-05-27",500,"CHATTISGARH","CENTER","NTPC","THERMAL","COAL","OIL"]
[439,"SIPAT STPS",2,"2008-12-27",500,"CHATTISGARH","CENTER","NTPC","THERMAL","COAL","OIL"]
[439,"SIPAT STPS",3,"2011-06-28",660,"CHATTISGARH","CENTER","NTPC","THERMAL","COAL","OIL",4563.080536912752,4061141.6778523494,0.89,null,null,4668.2818791946302,4154770.8724832209,0.89]
[439,"SIPAT STPS",4,"2011-12-24",660,"CHATTISGARH","CENTER","NTPC","THERMAL","COAL","OIL",4563.080536912752,4061141.6778523494,0.89,null,null,4668.2818791946302,4154770.8724832209,0.89]
[439,"SIPAT STPS",5,"2012-06-02",660,"CHATTISGARH","CENTER","NTPC","THERMAL","COAL","OIL",4563.080536912752,4061141.6778523494,0.89,null,1,4668.2818791946302,4154770.8724832209,0.89]
[440,"SITAPURAM POWER LIMITED",0,null,43,"TELANGANA","PVT","SITAPURAM POWER LTD.","THERMAL","COAL","OIL",null,null,null,null,null,null,null,null,null,null,250.971,325393.6375460134,1.2965387935100605,1,null,198.28800000000001,268534.37503190659,1.3542643782372437,1,null,287,372039.88363336364,1.2963062147503961,1]
[440,"SITAPURAM POWER LIMITED",1,"2016-05-04",43,"TELANGANA","PVT","SITAPURAM POWER LTD.","THERMAL","COAL","OIL",null,null,null,null,null,null,null,null,null,null,250.971,325393.6375460134,1.2965387935100605,null,1,198.28800000000001,268534.37503190659,1.3542643782372437,null,1,287,372039.88363336364,1.2963062147503961,null,1]
[441,"SIVASAMUNDRUM",0,null,42,"KARNATAKA","STATE","VVNL","HYDRO",null,null,220.82035000000002,0,0,null,null,215.3777,0,0,null,null,144.4143,0,0,null,null,175.92595,0,0,null,null,282.76904999999999,0,0]
[441,"SIVASAMUNDRUM",1,"1922-12-12",3,"KARNATAKA","STATE","KEB","HYDRO"]
[441,"SIVASAMUNDRUM",2,"1924-12-13",3,"KARNATAKA","STATE","KEB","HYDRO"]
[441,"SIVASAMUNDRUM",3,"1924-03-20",3,"KARNATAKA","STATE","KEB","HYDRO"]
[441,"SIVASAMUNDRUM",4,"1925-03-17",3,"KARNATAKA","STATE","KEB","HYDRO"]
[441,"SIVASAMUNDRUM",5,"1923-09-03",3,"KARNATAKA","STATE","KEB","HYDRO"]
[441,"SIVASAMUNDRUM",6,"1924-09-09",3,"KARNATAKA","STATE","KEB","HYDRO"]
[441,"SIVASAMUNDRUM",7,"1928-05-31",6,"KARNATAKA","STATE","KEB","HYDRO"]
[441,"SIVASAMUNDRUM",8,"1934-05-25",6,"KARNATAKA","STATE","KEB","HYDRO"]
[441,"SIVASAMUNDRUM",9,"1928-07-13",6,"KARNATAKA","STATE","KEB","HYDRO"]
[441,"SIVASAMUNDRUM",10,"1928-03-21",6,"KARNATAKA","STATE","KEB","HYDRO"]
[442,"SOLAPUR STPP",0,null,1320,"MAHARASHTRA","CENTER","NTPC","THERMAL","COAL","OIL",null,null,null,null,null,null,null,null,null,null,null,null,null,null,null,1064,1046245.2678858895,0.98331322169726454,1,null,1604,1596163.3196296324,0.99511428904590549,1]
[442,"SOLAPUR STPP",1,"2017-04-07",660,"MAHARASHTRA","CENTER","NTPC","THERMAL","COAL","OIL",null,null,null,null,null,null,null,null,null,null,null,null,null,null,null,1064,1046245.2678858895,0.98331322169726454,null,1,1599.6174863387978,1591802.2176634313,0.99511428904590549,null,1]
[442,"SOLAPUR STPP",2,"2019-03-30",660,"MAHARASHTRA","CENTER","NTPC","THERMAL","COAL","OIL",null,null,null,null,null,null,null,null,null,null,null,null,null,null,null,null,null,null,null,null,4.3825136612021858,4361.1019662011822,0.99511428904590549,null,1]
[443,"SONE EAST CANAL",0,null,3.3,"BIHAR","STATE","BSEB","HYDRO",null,null,"-",0,0,null,null,"-",0,0,null,null,"-",0,0,null,null,"-",0,0,null,null,"-",0,0]
[443,"SONE EAST CANAL",1,"1996-06-26",1.65,"BIHAR","STATE","BSEB","HYDRO",null,null,"-",null,null,null,null,"-",null,null,null,null,"-",null,null,null,null,"-",null,null,null,null,"-"]
[443,"SONE EAST CANAL",2,"1996-02-29",1.65,"BIHAR","STATE","BSEB","HYDRO",null,null,"-",null,null,null,null,"-",null,null,null,null,"-",null,null,null,null,"-",null,null,null,null,"-"]
[444,"SONE WEST CANAL",0,null,6.6,"BIHAR","STATE","BSEB","HYDRO",null,null,"-",0,0,null,null,"-",0,0,null,null,"-",0,0,null,null,"-",0,0,null,null,"-",0,0]
[444,"SONE WEST CANAL",1,"1993-03-01",1.65,"BIHAR","STATE","BSEB","HYDRO",null,null,"-",null,null,null,null,"-",null,null,null,null,"-",null,null,null,null,"-",null,null,null,null,"-"]
[444,"SONE WEST CANAL",2,"1993-03-08",1.65,"BIHAR","STATE","BSEB","HYDRO",null,null,"-",null,null,null,null,"-",null,null,null,null,"-",null,null,null,null,"-",null,null,null,null,"-"]
[444,"SONE WEST CANAL",3,"1993-08-28",1.65,"BIHAR","STATE","BSEB","HYDRO",null,null,"-",null,null,null,null,"-",null,null,null,null,"-",null,null,null,null,"-",null,null,null,null,"-"]
[444,"SONE WEST CANAL",4,"1994-03-30",1.65,"BIHAR","STATE","BSEB","HYDRO",null,null,"-",null,null,null,null,"-",null,null,null,null,"-",null,null,null,null,"-",null,null,null,null,"-"]
[445,"SOUTHERN REPL.",0,null,135,"WEST BENGAL","PVT","CESC","THERMAL","COAL","OIL",905.97,1093264.4306966909,1.2067335901814529,1,null,479.43,607599.87910377805,1.2673380453951109,1,null,370.84,633984.45374986611,1.7095902646690384,1,null,274.95999999999998,341326.47486373229,1.2413677439035944,1,null,257.43939999999998,310966.24021347106,1.2079201560191295,1]
[445,"SOUTHERN REPL.",1,"1990-08-12",67.5,"WEST BENGAL","PVT","CESC","THERMAL","COAL","OIL"]
[445,"SOUTHERN REPL.",2,"1991-04-10",67.5,"WEST BENGAL","PVT","CESC","THERMAL","COAL","OIL"]
[446,"SRINAGAR",0,null,330,"UTTARAKHAND","PVT","GVK GROUP","HYDRO",null,null,null,null,null,null,null,896.86315000000002,0,0,null,null,1274.3462500000001,0,0,null,null,1375.6273000000001,0,0,null,null,1368.43345,0,0]
[446,"SRINAGAR",1,"2015-04-10",82.5,"UTTARAKHAND","PVT","GVK GROUP","HYDRO",null,null,null,null,null,null,null,245.41374435049963,0,0,null,1,318.58656250000001,0,0,null,1,343.90682500000003,0,0,null,1,342.1083625,0,0,null,1]
[446,"SRINAGAR",2,"2015-04-20",82.5,"UTTARAKHAND","PVT","GVK GROUP","HYDRO",null,null,null,null,null,null,null,238.52009984627213,0,0,null,1,318.58656250000001,0,0,null,1,343.90682500000003,0,0,null,1,342.1083625,0,0,null,1]
[446,"SRINAGAR",3,"2015-06-08",82.5,"UTTARAKHAND","PVT","GVK GROUP","HYDRO",null,null,null,null,null,null,null,204.74124177555726,0,0,null,1,318.58656250000001,0,0,null,1,343.90682500000003,0,0,null,1,342.1083625,0,0,null,1]
[446,"SRINAGAR",4,"2015-06-03",82.5,"UTTARAKHAND","PVT","GVK GROUP","HYDRO",null,null,null,null,null,null,null,208.18806402767103,0,0,null,1,318.58656250000001,0,0,null,1,343.90682500000003,0,0,null,1,342.1083625,0,0,null,1]
[447,"SRISAILAM",0,null,770,"ANDHRA PRADESH","STATE","APGENCO","HYDRO",null,null,1146.9663499999999,0,0,null,null,205.01975000000002,0,0,null,null,637.40695000000005,0,0,null,null,572.07524999999998,0,0,null,null,548.31465000000003,0,0]
[447,"SRISAILAM",1,"1982-08-30",110,"ANDHRA PRADESH","STATE","APGENCO","HYDRO"]
[447,"SRISAILAM",2,"1982-12-14",110,"ANDHRA PRADESH","STATE","APGENCO","HYDRO"]
[447,"SRISAILAM",3,"1983-11-19",110,"ANDHRA PRADESH","STATE","APGENCO","HYDRO"]
[447,"SRISAILAM",4,"1984-08-27",110,"ANDHRA PRADESH","STATE","APGENCO","HYDRO"]
[447,"SRISAILAM",5,"1986-04-07",110,"ANDHRA PRADESH","STATE","APGENCO","HYDRO"]
[447,"SRISAILAM",6,"1986-10-30",110,"ANDHRA PRADESH","STATE","APGENCO","HYDRO"]
[447,"SRISAILAM",7,"1987-03-15",110,"ANDHRA PRADESH","STATE","APGENCO","HYDRO"]
[448,"SRISAILAM LBPH",0,null,900,"TELANGANA","STATE","APGENCO","HYDRO",null,null,1792.58205,0,0,null,null,154.0061,0,0,null,null,614.13390000000004,0,0,null,null,824.95449999999994,0,0,null,null,980.25409999999988,0,0]
[448,"SRISAILAM LBPH",1,"2001-03-30",150,"TELANGANA","STATE","APGENCO","HYDRO"]
[448,"SRISAILAM LBPH",2,"2001-11-12",150,"TELANGANA","STATE","APGENCO","HYDRO"]
[448,"SRISAILAM LBPH",3,"2002-03-29",150,"TELANGANA","STATE","APGENCO","HYDRO"]
[448,"SRISAILAM LBPH",4,"2002-11-29",150,"TELANGANA","STATE","APGENCO","HYDRO"]
[448,"SRISAILAM LBPH",5,"2002-03-28",150,"TELANGANA","STATE","APGENCO","HYDRO"]
[448,"SRISAILAM LBPH",6,"2003-09-04",150,"TELANGANA","STATE","APGENCO","HYDRO"]
[449,"STAKNA",0,null,4,"JAMMU & KASHMIR","STATE","JKEB","HYDRO",null,null,"-",0,0,null,null,"-",0,0,null,null,"-",0,0,null,null,"-",0,0,null,null,"-",0,0]
[449,"STAKNA",1,"1986-12-18",2,"JAMMU & KASHMIR","STATE","JKEB","HYDRO",null,null,"-",null,null,null,null,"-",null,null,null,null,"-",null,null,null,null,"-",null,null,null,null,"-"]
[449,"STAKNA",2,"1987-12-09",2,"JAMMU & KASHMIR","STATE","JKEB","HYDRO",null,null,"-",null,null,null,null,"-",null,null,null,null,"-",null,null,null,null,"-",null,null,null,null,"-"]
[450,"STERLITE TPP",0,null,600,"ORISSA","PVT","STERLITE ENERGY","THERMAL","COAL","OIL",7599,7339331.0439650584,0.96582853585538342,1,null,7459,7233800.1926344782,0.96980831111871268,1,null,1889,1941773.7288378747,1.0279373895383137,1,null,1172.06,1526307.0803735747,1.3022431278036746,1,null,528.24,526414.51967636915,0.9965442217105277,1]
[450,"STERLITE TPP",1,"2010-12-29",0,"ORISSA","PVT","STERLITE ENERGY","THERMAL","COAL","OIL",1518,1434872.5404417387,0.94523882769548007,null,null,1053,1059255.4689367379,1.0059406162742051]
[450,"STERLITE TPP",2,"2010-10-14",600,"ORISSA","PVT","STERLITE ENERGY","THERMAL","COAL","OIL",1546,1494074.2914152246,0.96641286637466006,null,null,3099,2824334.4271053392,0.91136961184425269,null,null,null,null,null,null,null,null,null,null,null,null,528.24,526414.51967636915,0.9965442217105277]
[450,"STERLITE TPP",3,"2011-08-16",0,"ORISSA","PVT","STERLITE ENERGY","THERMAL","COAL","OIL",2194,2152274.4292909955,0.98098196412533978,null,null,1380,1389945.6209565932,1.0072069717076761]
[450,"STERLITE TPP",4,"2012-04-25",0,"ORISSA","PVT","STERLITE ENERGY","THERMAL","COAL","OIL",2341,2258109.7828170983,0.96459196190392926,null,1,1927,1960264.6756358077,1.0172624160019759]
[451,"SUBERNREKHA I&II",0,null,130,"JHARKHAND","STATE","JSEB","HYDRO",null,null,33.561349999999997,0,0,null,null,50.983800000000002,0,0,null,null,29.97935,0,0,null,null,189.4281,0,0,null,null,100.68405000000001,0,0]
[451,"SUBERNREKHA-I",1,"1977-10-14",65,"JHARKHAND","STATE","JSEB","HYDRO"]
[451,"SUBERNREKHA -II",2,"1980-10-18",65,"JHARKHAND","STATE","JSEB","HYDRO"]
[452,"SUGEN CCCP",0,null,1147.5,"GUJARAT","PVT","TORR POWER","THERMAL","GAS","n/a",2519,924394.14417686954,0.36696869558430706,1,null,3516.4490000000001,1212313.782323637,0.34475511583521812,1,null,4654.18,1599893.7466420322,0.3437541622030158,1,null,6396.12,2197461.9229425718,0.34356170974631056,1,null,6104.3,2110925.3706305115,0.34580957204438045,1]
[452,"SUGEN CCCP",1,"2008-11-20",382.5,"GUJARAT","PVT","TORR POWER","THERMAL","GAS","n/a",null,null,null,null,"CDM#1116",null,null,null,null,"CDM#1116",null,null,null,null,"CDM#1116",null,null,null,null,"CDM#1116",null,null,null,null,"CDM#1116"]
[452,"SUGEN CCCP",2,"2009-05-07",382.5,"GUJARAT","PVT","TORR POWER","THERMAL","GAS","n/a",null,null,null,null,"CDM#1116",null,null,null,null,"CDM#1116",null,null,null,null,"CDM#1116",null,null,null,null,"CDM#1116",null,null,null,null,"CDM#1116"]
[452,"SUGEN CCCP",3,"2009-06-08",382.5,"GUJARAT","PVT","TORR POWER","THERMAL","GAS","n/a",null,null,null,null,"CDM#1116",null,null,null,null,"CDM#1116",null,null,null,null,"CDM#1116",null,null,null,null,"CDM#1116",null,null,null,null,"CDM#1116"]
[453,"SURAT GARH",0,null,4,"RAJASTHAN","STATE","RRVUNL","HYDRO",null,null,"-",0,0,null,null,"-",0,0,null,null,"-",0,0,null,null,"-",0,0,null,null,"-",0,0]
[453,"SURAT GARH",1,"1992-02-03",2,"RAJASTHAN","STATE","RRVUNL","HYDRO",null,null,"-",null,null,null,null,"-",null,null,null,null,"-",null,null,null,null,"-",null,null,null,null,"-"]
[453,"SURAT GARH",2,"1992-02-05",2,"RAJASTHAN","STATE","RRVUNL","HYDRO",null,null,"-",null,null,null,null,"-",null,null,null,null,"-",null,null,null,null,"-",null,null,null,null,"-"]
[454,"SURAT LIG.",0,null,500,"GUJARAT","PVT","GIPCL","THERMAL","LIGN","OIL",2866.7840000000001,3552367.7547842423,1.2391473354058911,1,null,2697.9690000000001,3114624.1280086786,1.1544328819229126,1,null,2769.3710000000001,3598183.5176412566,1.2992782540299788,1,null,2851.1909999999998,3597799.5418927162,1.2618584801553863,1,null,3083.37,3943596.2697587619,1.2789889859986838,1]
[454,"SURAT LIG.",1,"2000-01-16",125,"GUJARAT","PVT","GIPCL","THERMAL","LIGN","OIL"]
[454,"SURAT LIG.",2,"1999-11-06",125,"GUJARAT","PVT","GIPCL","THERMAL","LIGN","OIL"]
[454,"SURAT LIG.",3,"2010-04-12",125,"GUJARAT","PVT","GIPCL","THERMAL","LIGN","OIL"]
[454,"SURAT LIG.",4,"2010-04-23",125,"GUJARAT","PVT","GIPCL","THERMAL","LIGN","OIL"]
[455,"SURATGARH",0,null,1500,"RAJASTHAN","STATE","RRVUNL","THERMAL","COAL","OIL",9155.18,9822716.8734207302,1.0729135717070259,1,null,5282,5782544.2921085013,1.0947641598085007,1,null,4030.8180000000002,4127719.832511398,1.0240402400980142,1,null,4453.2030000000004,4585518.3221892035,1.0297123940204844,1,null,6476.6959999999999,6634104.2333223438,1.0243037859615991,1]
[455,"SURATGARH",1,"1998-05-10",250,"RAJASTHAN","STATE","RRVUNL","THERMAL","COAL","OIL"]
[455,"SURATGARH",2,"2000-03-28",250,"RAJASTHAN","STATE","RRVUNL","THERMAL","COAL","OIL"]
[455,"SURATGARH",3,"2001-10-29",250,"RAJASTHAN","STATE","RRVUNL","THERMAL","COAL","OIL"]
[455,"SURATGARH",4,"2002-03-25",250,"RAJASTHAN","STATE","RRVUNL","THERMAL","COAL","OIL"]
[455,"SURATGARH",5,"2003-06-30",250,"RAJASTHAN","STATE","RRVUNL","THERMAL","COAL","OIL"]
[455,"SURATGARH",6,"2009-08-29",250,"RAJASTHAN","STATE","RRVUNL","THERMAL","COAL","OIL"]
[456,"SURULIYAR",0,null,35,"TAMIL NADU","STATE","TNEB","HYDRO",null,null,102.91285000000001,0,0,null,null,92.037499999999994,0,0,null,null,42.496450000000003,0,0,null,null,70.336550000000003,0,0,null,null,92.087249999999997,0,0]
[456,"SURULIYAR",1,"1978-08-27",35,"TAMIL NADU","STATE","TNEB","HYDRO"]
[457,"SURYA",0,null,6,"MAHARASHTRA","STATE","MAHAGENCO","HYDRO",null,null,"-",0,0,null,null,"-",0,0,null,null,"-",0,0,null,null,"-",0,0,null,null,"-",0,0]
[457,"SURYA",1,"1998-12-31",6,"MAHARASHTRA","STATE","MAHAGENCO","HYDRO",null,null,"-",null,null,null,null,"-",null,null,null,null,"-",null,null,null,null,"-",null,null,null,null,"-"]
[458,"SVPL",0,null,63,"CHATTISGARH","PVT","SV POWER LTD","THERMAL","COAL","OIL",0,0,0,1,null,51.946400000000004,61816.216000000008,1.19,1,null,258.452,310562.40043213201,1.2016250616444524,1,null,0,0,0,1,null,10.9472,13027.168,1.19,1]
[458,"SVPL",1,"2011-12-07",63,"CHATTISGARH","PVT","SV POWER LTD","THERMAL","COAL","OIL",0,null,null,null,null,51.946400000000004,61816.216000000008,1.19]
[459,"SWASTIK KORBA",0,null,25,"CHATTISGARH","PVT","SP&ML","THERMAL","COAL","OIL",0,0,0,1,null,0,0,0,1,null,0,0,0,1,null,"-",0,0,1,null,"-",0,0,1]
[459,"SWASTIK KORBA",1,"2015-03-31",25,"CHATTISGARH","PVT","SP&ML","THERMAL","COAL","OIL",0,0,0,null,1,0,0,0,null,1,0,0,0,null,1,"-",0,0,null,1,"-",0,0,null,1]
[460,"T.B. DAM",0,null,36,"KARNATAKA","STATE","APGENCO","HYDRO",null,null,181.68699999999998,0,0,null,null,120.3353,0,0,null,null,80.754199999999997,0,0,null,null,97.22144999999999,0,0,null,null,151.7773,0,0]
[460,"T.B. DAM",1,"1957-03-30",9,"KARNATAKA","STATE","APGENCO","HYDRO"]
[460,"T.B. DAM",2,"1957-05-01",9,"KARNATAKA","STATE","APGENCO","HYDRO"]
[460,"T.B. DAM",3,"1964-02-19",9,"KARNATAKA","STATE","APGENCO","HYDRO"]
[460,"T.B. DAM",4,"1964-06-17",9,"KARNATAKA","STATE","APGENCO","HYDRO"]
[461,"TAGO",0,null,4.5,"ARUNACHAL","STATE","ARUNACHAL","HYDRO",null,null,"-",0,0,null,null,"-",0,0,null,null,"-",0,0,null,null,"-",0,0,null,null,"-",0,0]
[461,"TAGO",1,"1991-05-01",1.5,"ARUNACHAL","STATE","ARUNACHAL","HYDRO",null,null,"-",null,null,null,null,"-",null,null,null,null,"-",null,null,null,null,"-",null,null,null,null,"-"]
[461,"TAGO",2,"1991-08-10",1.5,"ARUNACHAL","STATE","ARUNACHAL","HYDRO",null,null,"-",null,null,null,null,"-",null,null,null,null,"-",null,null,null,null,"-",null,null,null,null,"-"]
[461,"TAGO",3,"1991-10-01",1.5,"ARUNACHAL","STATE","ARUNACHAL","HYDRO",null,null,"-",null,null,null,null,"-",null,null,null,null,"-",null,null,null,null,"-",null,null,null,null,"-"]
[462,"TALCHER",0,null,460,"ORISSA","CENTER","NTPC","THERMAL","COAL","OIL",3382,4010265,1.1857672974571261,1,null,3362,4021392,1.1961308744794765,1,null,3359,4034452.1054109824,1.2010872597234243,1,null,3384,4081439.4300277755,1.2060991223486335,1,null,3224,3908428.9248541938,1.212291850140879,1]
[462,"TALCHER",1,"1967-12-17",60,"ORISSA","CENTER","NTPC","THERMAL","COAL","OIL"]
[462,"TALCHER",2,"1968-03-28",60,"ORISSA","CENTER","NTPC","THERMAL","COAL","OIL"]
[462,"TALCHER",3,"1968-07-11",60,"ORISSA","CENTER","NTPC","THERMAL","COAL","OIL"]
[462,"TALCHER",4,"1969-04-11",60,"ORISSA","CENTER","NTPC","THERMAL","COAL","OIL"]
[462,"TALCHER",5,"1982-03-24",110,"ORISSA","CENTER","NTPC","THERMAL","COAL","OIL"]
[462,"TALCHER",6,"1983-03-24",110,"ORISSA","CENTER","NTPC","THERMAL","COAL","OIL"]
[463,"TALCHER STPS",0,null,3000,"ORISSA","CENTER","NTPC","THERMAL","COAL","OIL",22215,21184826,0.95362709880711238,1,null,22480,21600353,0.96086979537366546,1,null,21370,21480689.128933556,1.0051796503946446,1,null,21490,20701375.94374134,0.96330274284510653,1,null,19850,19241947.251060247,0.96936761970076812,1]
[463,"TALCHER STPS",1,"1995-02-19",500,"ORISSA","CENTER","NTPC","THERMAL","COAL","OIL"]
[463,"TALCHER STPS",2,"1996-03-27",500,"ORISSA","CENTER","NTPC","THERMAL","COAL","OIL"]
[463,"TALCHER STPS",3,"2003-01-04",500,"ORISSA","CENTER","NTPC","THERMAL","COAL","OIL"]
[463,"TALCHER STPS",4,"2003-10-25",500,"ORISSA","CENTER","NTPC","THERMAL","COAL","OIL"]
[463,"TALCHER STPS",5,"2004-05-13",500,"ORISSA","CENTER","NTPC","THERMAL","COAL","OIL"]
[463,"TALCHER STPS",6,"2005-02-06",500,"ORISSA","CENTER","NTPC","THERMAL","COAL","OIL"]
[464,"TALWANDI SABO",0,null,1980,"PUNJAB","PVT","Talwandi Sabo Power","THERMAL","COAL","OIL",1423.7245,1238640.3150000002,0.87,1,null,2850.99,2723963.6054128553,0.95544481229778278,1,null,6618.7154,5758282.398,0.87,1,null,7915.7,7309252.4840044715,0.92338674836141743,1,null,9859.5,9024978.985750135,0.91535868814342869,1]
[464,"TALWANDI SABO",1,"2014-06-17",660,"PUNJAB","PVT","Talwandi Sabo Power","THERMAL","COAL","OIL",1423.7245,1238640.3150000002,0.87,null,1,2089.29,2019693.6365347907,0.96668898838112027,null,1,2206.2384666666667,1919427.466,0.87,null,1,2738.12,2522039.5594443469,0.92108437886007444,null,1,3389.6858530758245,3116840.0475685606,0.91950705247222786]
[464,"TALWANDI SABO",2,"2015-10-30",660,"PUNJAB","PVT","Talwandi Sabo Power","THERMAL","COAL","OIL",null,null,null,null,null,761.7,704269.96887806442,0.9246028211606464,null,1,2206.2384666666667,1919427.466,0.87,null,1,2574.37,2380134.2688474553,0.92455018853057458,null,1,3158.2821720296506,2924902.2698980584,0.92610543028787962,null,1]
[464,"TALWANDI SABO",3,"2016-03-29",660,"PUNJAB","PVT","Talwandi Sabo Power","THERMAL","COAL","OIL",null,null,null,null,null,0,0,0,null,1,2206.2384666666667,1919427.466,0.87,null,1,2603.19,2407078.6557126688,0.92466499015157122,null,1,3311.5319748945249,2983236.6682835156,0.90086301171183292,null,1]
[465,"TAMNAR TPP",0,null,2400,"CHATTISGARH","PVT","OP JINDAL","THERMAL","COAL","OIL",2321.6,2222449.1681295084,0.95729202624461951,1,null,4101.53,3908755.6575660487,0.95299940694473739,1,null,4529.6000000000004,4221950.7828275356,0.93208026819753065,1,null,6337.63,5878050.2357055238,0.9274839704598602,1,null,6660.8530000000001,6202890.5249038162,0.93124567152342441,1]
[465,"TAMNAR TPP",1,"2014-03-10",600,"CHATTISGARH","PVT","OP JINDAL","THERMAL","COAL","OIL",1065.1116137093331,1014711.3018980774,0.95268072269371573,null,1,2071.6471401321087,1966639.0779024919,0.94931180112897007,null,1,1682.4425488099484,1562896.1575122229,0.92894474085769818,null,1,1935.3452742034656,1822512.7825595154,0.9416990378161908,null,null,1542.7790060041682,1432336.6797152946,0.92841338528781148]
[465,"TAMNAR TPP",2,"2014-03-30",600,"CHATTISGARH","PVT","OP JINDAL","THERMAL","COAL","OIL",1141.7339237983772,1094300.7958699893,0.95845518212283209,null,1,1950.2661827334771,1865734.9161103393,0.95665654905390429,null,1,2296.8765118213146,2139953.7681484288,0.93167993887992984,null,1,3522.4857904453293,3251896.8069539187,0.92318237756263555,null,1,2809.6378666502151,2612029.2191759581,0.92966757395327404]
[465,"TAMNAR TPP",3,"2014-03-31",600,"CHATTISGARH","PVT","OP JINDAL","THERMAL","COAL","OIL",109.35684438610087,94344.457149681301,0.86272110062525142,null,1,79.616677134414118,76381.655077489035,0.95936753236431216,null,1,451.93185220387318,422170.39018242038,0.9341461287220203,null,1,374.0700426374159,344868.79432710126,0.92193641569255724,null,null,1527.3633437435637,1435033.0197228824,0.93954920785621321]
[465,"TAMNAR TPP",4,"2015-03-26",600,"CHATTISGARH","PVT","OP JINDAL","THERMAL","COAL","OIL",5.397618106188812,19092.613211760865,3.5372293549018625,null,1,0,0,0,null,1,98.349087164864784,96930.466202050724,0.98557565704259165,null,1,505.72889271378926,458771.8518649888,0.90714977624310811,null,1,781.07278369660514,723491.60478828964,0.92627936844016068,null,1]
[466,"TANAKPUR",0,null,94.2,"UTTARAKHAND","CENTER","NHPC","HYDRO",null,null,444.47645,0,0,null,null,450.09820000000002,0,0,null,null,428.13855000000001,0,0,null,null,457.44129999999996,0,0,null,null,450.62554999999998,0,0]
[466,"TANAKPUR",1,"1992-03-31",31.4,"UTTARAKHAND","CENTER","NHPC","HYDRO"]
[466,"TANAKPUR",2,"1992-04-06",31.4,"UTTARAKHAND","CENTER","NHPC","HYDRO"]
[466,"TANAKPUR",3,"1992-04-03",31.4,"UTTARAKHAND","CENTER","NHPC","HYDRO"]
[467,"TANDA",0,null,440,"UTTAR PRADESH","CENTER","NTPC","THERMAL","COAL","OIL",2790,3336205,1.1957724014336919,1,null,2757,3259378,1.1822190787087414,1,null,2858,3413814.1594295399,1.1944766128164941,1,null,2887,3388346.2520027827,1.1736564780058132,1,null,2051.41,2557251.1970811724,1.2465822030121587,1]
[467,"TANDA",1,"1988-01-23",110,"UTTAR PRADESH","CENTER","NTPC","THERMAL","COAL","OIL"]
[467,"TANDA",2,"1989-03-11",110,"UTTAR PRADESH","CENTER","NTPC","THERMAL","COAL","OIL"]
[467,"TANDA",3,"1990-03-28",110,"UTTAR PRADESH","CENTER","NTPC","THERMAL","COAL","OIL"]
[467,"TANDA",4,"1998-02-20",110,"UTTAR PRADESH","CENTER","NTPC","THERMAL","COAL","OIL"]
[468,"TANIR BAVI",0,null,220,"ANDHRA PRADESH","PVT","GMR ENERG","THERMAL","GAS","NAPT",0,0,0,1,null,0,0,0,1,null,0,0,0,1,null,0,0,0,1,null,0,0,0,1]
[468,"TANIR BAVI",1,"2001-06-08",42.5,"KARNATAKA","PVT","GMR ENERG","THERMAL","GAS","NAPT"]
[468,"TANIR BAVI",2,"2001-06-08",42.5,"KARNATAKA","PVT","GMR ENERG","THERMAL","GAS","NAPT"]
[468,"TANIR BAVI",3,"2001-06-08",42.5,"KARNATAKA","PVT","GMR ENERG","THERMAL","GAS","NAPT"]
[468,"TANIR BAVI",4,"2001-06-08",42.5,"KARNATAKA","PVT","GMR ENERG","THERMAL","GAS","NAPT"]
[468,"TANIR BAVI",5,"2001-11-21",50,"KARNATAKA","PVT","GMR ENERG","THERMAL","GAS","NAPT"]
[469,"TARAPUR",0,null,1400,"MAHARASHTRA","CENTER","NPC","NUCLEAR","NUCLEAR",null,9335,0,0,null,null,9453,0,0,null,null,9887.2000000000007,0,0,null,null,6173.62,0,0,null,null,9845.76,0,0]
[469,"TARAPUR",1,"1960-03-31",160,"MAHARASHTRA","CENTER","NPC","NUCLEAR","NUCLEAR"]
[469,"TARAPUR",2,"1969-04-30",160,"MAHARASHTRA","CENTER","NPC","NUCLEAR","NUCLEAR"]
[469,"TARAPUR",3,"2005-06-04",540,"MAHARASHTRA","CENTER","NPC","NUCLEAR","NUCLEAR"]
[469,"TARAPUR",4,"2006-08-18",540,"MAHARASHTRA","CENTER","NPC","NUCLEAR","NUCLEAR"]
[470,"TASHIDING ",0,null,97,"SIKKIM","PVT","DANS ENERGY P LTD.","HYDRO",null,null,null,null,null,null,null,null,null,null,null,null,null,null,null,null,null,72.704649999999987,0,0,null,null,421.61135000000002,0,0]
[470,"TASHIDING ",1,"2017-11-06",{"$f":"E2182/2","v":48.5},"SIKKIM","PVT","DANS ENERGY P LTD.","HYDRO",null,null,null,null,null,null,null,null,null,null,null,null,null,null,null,null,null,36.352324999999993,0,0,null,"CDM#6400",210.80567500000001,0,0,null,"CDM#6400"]
[470,"TASHIDING ",2,"2017-11-06",48.5,"SIKKIM","PVT","DANS ENERGY P LTD.","HYDRO",null,null,null,null,null,null,null,null,null,null,null,null,null,null,null,null,null,36.352324999999993,0,0,null,"CDM#6400",210.80567500000001,0,0,null,"CDM#6400"]
[471,"TAWA",0,null,13.5,"MADHYA PRADESH","PVT","HEGL","HYDRO",null,null,"-",0,0,null,null,"-",0,0,null,null,"-",0,0,null,null,"-",0,0,null,null,"-",0,0]
[471,"TAWA",1,"2002-03-31",6.75,"MADHYA PRADESH","PVT","HEGL","HYDRO",null,null,"-",null,null,null,null,"-",null,null,null,null,"-",null,null,null,null,"-",null,null,null,null,"-"]
[471,"TAWA",2,"2002-03-31",6.75,"MADHYA PRADESH","PVT","HEGL","HYDRO",null,null,"-",null,null,null,null,"-",null,null,null,null,"-",null,null,null,null,"-",null,null,null,null,"-"]
[472,"TEESTA  I-III",0,null,67.5,"WEST BENGAL","STATE","WBSEB","HYDRO",null,null,142.53772999999998,0,0,null,null,79.629850000000005,0,0,null,null,0,0,0,null,null,130.36490000000001,0,0,null,null,85.042649999999995,0,0]
[472,"TEESTA -I",1,"1997-12-14",7.5,"WEST BENGAL","STATE","WBSEB","HYDRO"]
[472,"TEESTA -I",2,"1998-01-25",7.5,"WEST BENGAL","STATE","WBSEB","HYDRO"]
[472,"TEESTA -I",3,"1998-04-19",7.5,"WEST BENGAL","STATE","WBSEB","HYDRO"]
[472,"TEESTA -II",4,"1998-04-10",7.5,"WEST BENGAL","STATE","WBSEB","HYDRO"]
[472,"TEESTA -II",5,"1998-10-22",7.5,"WEST BENGAL","STATE","WBSEB","HYDRO"]
[472,"TEESTA -II",6,"1999-03-30",7.5,"WEST BENGAL","STATE","WBSEB","HYDRO"]
[472,"TEESTA -III",7,"1999-07-23",7.5,"WEST BENGAL","STATE","WBSEB","HYDRO"]
[472,"TEESTA -III",8,"1999-09-07",7.5,"WEST BENGAL","STATE","WBSEB","HYDRO"]
[472,"TEESTA -III",9,"1999-10-13",7.5,"WEST BENGAL","STATE","WBSEB","HYDRO"]
[473,"TEESTA LOW DAM-III",0,null,132,"WEST BENGAL","CENTER","NHPC","HYDRO",null,null,392.21904999999998,0,0,null,null,512.28570000000002,0,0,null,null,551.10064999999997,0,0,null,null,384.93565000000001,0,0,null,null,569.19969999999989,0,0]
[473,"TEESTA LOW DAM-III",1,"2013-01-30",33,"WEST BENGAL","CENTER","NHPC","HYDRO",null,null,98.054762499999995,0,0,null,1,128.071425,0,0,null,1,137.77516249999999,0,0,null,null,null,0,0,null,null,null,0,0]
[473,"TEESTA LOW DAM-III",2,"2013-01-20",33,"WEST BENGAL","CENTER","NHPC","HYDRO",null,null,98.054762499999995,0,0,null,1,128.071425,0,0,null,1,137.77516249999999,0,0,null,null,null,0,0,null,null,null,0,0]
[473,"TEESTA LOW DAM-III",3,"2013-02-28",33,"WEST BENGAL","CENTER","NHPC","HYDRO",null,null,98.054762499999995,0,0,null,1,128.071425,0,0,null,1,137.77516249999999,0,0,null,null,null,0,0,null,null,null,0,0]
[473,"TEESTA LOW DAM-III",4,"2013-04-01",33,"WEST BENGAL","CENTER","NHPC","HYDRO",null,null,98.054762499999995,0,0,null,1,128.071425,0,0,null,1,137.77516249999999,0,0,null,null,null,0,0,null,null,null,0,0]
[474,"TEESTA LOW DAM -IV",0,null,160,"WEST BENGAL","CENTER","NHPC","HYDRO",null,null,null,null,null,null,null,18.67615,0,0,null,null,599.51734999999996,0,0,null,null,492.67424999999997,0,0,null,null,704.90775000000008,0,0]
[474,"TEESTA LOW DAM -IV",1,"2016-02-14",40,"WEST BENGAL","CENTER","NHPC","HYDRO",null,null,null,null,null,null,null,14.083654098360654,0,0,null,1,177.47269484995945,0,0,null,1,123.16856249999999,0,0,null,1,176.22693750000002,0,0,null,1]
[474,"TEESTA LOW DAM -IV",2,"2016-03-16",40,"WEST BENGAL","CENTER","NHPC","HYDRO",null,null,null,null,null,null,null,4.5924959016393441,0,0,null,1,177.47269484995945,0,0,null,1,123.16856249999999,0,0,null,1,176.22693750000002,0,0,null,1]
[474,"TEESTA LOW DAM -IV",3,"2016-07-03",40,"WEST BENGAL","CENTER","NHPC","HYDRO",null,null,null,null,null,null,null,172.42952,0,0,null,null,131.76739809407945,0,0,null,1,123.16856249999999,0,0,null,1,176.22693750000002,0,0,null,1]
[474,"TEESTA LOW DAM -IV",4,"2016-08-11",40,"WEST BENGAL","CENTER","NHPC","HYDRO",null,null,null,null,null,null,null,159.12477308641974,0,0,null,null,112.80456220600161,0,0,null,1,123.16856249999999,0,0,null,1,176.22693750000002,0,0,null,1]
[475,"TEESTA-III",0,null,1200,"SIKKIM","STATE","TEESTA URJA LTD","HYDRO",null,null,null,null,null,null,null,null,null,null,null,null,307.87290000000002,0,0,null,null,4407.1833500000002,0,0,null,null,4237.1080000000002,0,0]
[475,"TEESTA-III",1,"2017-01-14",200,"SIKKIM","STATE","TEESTA URJA LTD","HYDRO",null,null,null,null,null,null,null,null,null,null,null,null,60.774910129870136,0,0,null,1,734.53055833333337,0,0,null,1,706.18466666666654,0,0,null,1]
[475,"TEESTA-III",2,"2017-01-27",200,"SIKKIM","STATE","TEESTA URJA LTD","HYDRO",null,null,null,null,null,null,null,null,null,null,null,null,50.379201818181819,0,0,null,1,734.53055833333337,0,0,null,1,706.18466666666654,0,0,null,1]
[475,"TEESTA-III",3,"2017-01-15",200,"SIKKIM","STATE","TEESTA URJA LTD","HYDRO",null,null,null,null,null,null,null,null,null,null,null,null,59.975240259740268,0,0,null,1,734.53055833333337,0,0,null,1,706.18466666666654,0,0,null,1]
[475,"TEESTA-III",4,"2017-02-16",200,"SIKKIM","STATE","TEESTA URJA LTD","HYDRO",null,null,null,null,null,null,null,null,null,null,null,null,34.38580441558441,0,0,null,1,734.53055833333337,0,0,null,1,706.18466666666654,0,0,null,1]
[475,"TEESTA-III",5,"2017-01-24",200,"SIKKIM","STATE","TEESTA URJA LTD","HYDRO",null,null,null,null,null,null,null,null,null,null,null,null,52.778211428571431,0,0,null,1,734.53055833333337,0,0,null,1,706.18466666666654,0,0,null,1]
[475,"TEESTA-III",6,"2017-01-28",200,"SIKKIM","STATE","TEESTA URJA LTD","HYDRO",null,null,null,null,null,null,null,null,null,null,null,null,49.579531948051944,0,0,null,1,734.53055833333337,0,0,null,1,706.18466666666654,0,0,null,1]
[476,"TEESTA -V",0,null,510,"SIKKIM","CENTER","NHPC","HYDRO",null,null,2573.8162499999999,0,0,null,null,2696.6091999999999,0,0,null,null,2759.5927000000001,0,0,null,null,2804.6861000000004,0,0,null,null,2687.9527000000003,0,0]
[476,"TEESTA -V",1,"2008-03-28",170,"SIKKIM","CENTER","NHPC","HYDRO"]
[476,"TEESTA -V",2,"2008-02-06",170,"SIKKIM","CENTER","NHPC","HYDRO"]
[476,"TEESTA -V",3,"2008-03-20",170,"SIKKIM","CENTER","NHPC","HYDRO"]
[477,"TEHRI ST -1",0,null,1000,"UTTARAKHAND","CENTER","THDC","HYDRO",null,null,3008.4322500000003,0,0,null,null,3085.4949999999999,0,0,null,null,3130.5884000000001,0,0,null,null,3065.5353000000005,0,0,null,null,3156.2196000000004,0,0]
[477,"TEHRI ST -1",1,"2007-03-19",250,"UTTARAKHAND","CENTER","THDC","HYDRO"]
[477,"TEHRI ST -1",2,"2007-01-30",250,"UTTARAKHAND","CENTER","THDC","HYDRO"]
[477,"TEHRI ST -1",3,"2006-10-25",250,"UTTARAKHAND","CENTER","THDC","HYDRO"]
[477,"TEHRI ST -1",4,"2006-07-17",250,"UTTARAKHAND","CENTER","THDC","HYDRO"]
[478,"TENUGHAT",0,null,420,"JHARKHAND","STATE","TVNL","THERMAL","COAL","OIL",2100.0300000000002,2555317.8990499647,1.2168006643000169,1,null,2318.1860000000001,2744493.7067714101,1.1838971104007228,1,null,1218.76,1503068.6926833296,1.2332770132621103,1,null,1670.25,1973146.2034703279,1.1813478242600377,1,null,1473.96,1728528.6067824052,1.1727106616071028,1]
[478,"TENUGHAT",1,"1994-04-14",210,"JHARKHAND","STATE","TVNL","THERMAL","COAL","OIL"]
[478,"TENUGHAT",2,"1996-10-10",210,"JHARKHAND","STATE","TVNL","THERMAL","COAL","OIL"]
[479,"THAMMINAPATNAM TPP",0,null,300,"ANDHRA PRADESH","PVT","MEENAKSHI ","THERMAL","COAL","OIL",1380.61,1592818.2965759982,1.153706185364439,1,null,1518.87,1762180.2699265094,1.1601916358388207,1,null,1211.6420000000001,1379234.7250380255,1.1383186824474767,1,null,518.72,565171.09414811723,1.089549456639646,1,null,30.54,39116.61869481935,1.2808323082783022,1]
[479,"THAMMINAPATNAM TPP",1,"2012-09-09",150,"ANDHRA PRADESH","PVT","MEENAKSHI ","THERMAL","COAL","OIL",736.76499999999999,858115.84241964878,1.1647076644786991,null,1,788.2,926312.02661210042,1.1752245960569658,null,1]
[479,"THAMMINAPATNAM TPP",2,"2013-04-17",150,"ANDHRA PRADESH","PVT","MEENAKSHI ","THERMAL","COAL","OIL",643.84500000000003,734702.4541563493,1.1411169678359687,null,1,730.67,835868.2433144094,1.1439750411463581,null,1]
[480,"THIROT",0,null,4.5,"HIMACHAL","STATE","HPSEB","HYDRO",null,null,"-",0,0,null,null,"-",0,0,null,null,"-",0,0,null,null,"-",0,0,null,null,"-",0,0]
[480,"THIROT",1,"1995-06-04",1.5,"HIMACHAL","STATE","HPSEB","HYDRO",null,null,"-",null,null,null,null,"-",null,null,null,null,"-",null,null,null,null,"-",null,null,null,null,"-"]
[480,"THIROT",2,"1995-08-11",1.5,"HIMACHAL","STATE","HPSEB","HYDRO",null,null,"-",null,null,null,null,"-",null,null,null,null,"-",null,null,null,null,"-",null,null,null,null,"-"]
[480,"THIROT",3,"1995-08-07",1.5,"HIMACHAL","STATE","HPSEB","HYDRO",null,null,"-",null,null,null,null,"-",null,null,null,null,"-",null,null,null,null,"-",null,null,null,null,"-"]
[481,"TILLARI",0,null,60,"MAHARASHTRA","STATE","MAHAGENCO","HYDRO",null,null,113.2907,0,0,null,null,43.9392,0,0,null,null,105.6292,0,0,null,null,57.520949999999999,0,0,null,null,110.40519999999998,0,0]
[481,"TILLARI",1,"1986-10-10",60,"MAHARASHTRA","STATE","MAHAGENCO","HYDRO"]
[482,"TILLAYA",0,null,4,"JHARKHAND","CENTER","DVC","HYDRO",null,null,"-",0,0,null,null,"-",0,0,null,null,"-",0,0,null,null,"-",0,0,null,null,"-",0,0]
[482,"TILLAYA",1,"1953-02-21",2,"JHARKHAND","CENTER","DVC","HYDRO",null,null,"-",null,null,null,null,"-",null,null,null,null,"-",null,null,null,null,"-",null,null,null,null,"-"]
[482,"TILLAYA",2,"1953-07-10",2,"JHARKHAND","CENTER","DVC","HYDRO",null,null,"-",null,null,null,null,"-",null,null,null,null,"-",null,null,null,null,"-",null,null,null,null,"-"]
[483,"TIRORA TPP",0,null,3300,"MAHARASHTRA","PVT","ADANI POWER LTD","THERMAL","COAL","OIL",15501,13584606.919526951,0.87636971289122967,1,null,18964,16963443.868602235,0.89450769186892198,1,null,16665,15698298.667452848,0.94199211925909676,1,null,16604,15662184.632506905,0.94327780248776838,1,null,20518,19498659.33210412,0.95031968671917921,1]
[483,"TIRORA TPP-I",1,"2012-09-11",660,"MAHARASHTRA","PVT","ADANI POWER LTD","THERMAL","COAL","OIL",3526.7224112785611,3102965.3111326722,0.8798439313537405,null,"CDM#3225",3923,3628840.1652332242,0.92501661107143107,null,"CDM#3225",2069,1906048.8706909248,0.92124160014061141,null,"CDM#3225",3493,3109111.0384142646,0.8900976348165659,null,"CDM#3225",null,null,null,null,"CDM#3225"]
[483,"TIRORA TPP-I",2,"2013-03-25",660,"MAHARASHTRA","PVT","ADANI POWER LTD","THERMAL","COAL","OIL",3599.2538283908607,3140276.8257822152,0.8724799570988182,null,"CDM#3225",4014,3637744.4658305123,0.90626419178637585,null,"CDM#3225",4129,3807461.3308734996,0.92212674518612248,null,"CDM#3225",2647,2514872.6696205307,0.9500841215037894,null,"CDM#3225",null,null,null,null,"CDM#3225"]
[483,"TIRORA TPP-II",3,"2013-06-10",660,"MAHARASHTRA","PVT","ADANI POWER LTD","THERMAL","COAL","OIL",3459.8427929022851,3093244.7550470005,0.89404199560530773,null,1,3772,3114076.2338027768,0.82557694427433104,null,1,3851,3554674.3503788579,0.92305228521912697,null,null,3369,3065370.4299486578,0.90987546154605459]
[483,"TIRORA TPP-II",4,"2014-03-23",660,"MAHARASHTRA","PVT","ADANI POWER LTD","THERMAL","COAL","OIL",3287.4629314535732,2803518.2126001595,0.85279082108480697,null,1,3262,2909061.5865745321,0.89180306148820732,null,1,3231,3233280.7030150075,1.000705881465493,null,1,3260,3266683.2594903349,1.0020500795982621,null,null,4308,4120244.8580592857,0.95641709797105057]
[483,"TIRORA TPP-II",5,"2014-09-25",660,"MAHARASHTRA","PVT","ADANI POWER LTD","THERMAL","COAL","OIL",1627.7180359747206,1444601.8149649017,0.88750126436968302,null,1,3993,3673721.4171611923,0.92004042503410777,null,1,3385,3196833.412494556,0.94441164327756455,null,1,3835,3706147.2350331177,0.96640084355491995,null,1,3521,3195245.48696033,0.90748238766268963,null,1]
[484,"TITAGARH",0,null,240,"WEST BENGAL","PVT","CESC","THERMAL","COAL","OIL",1542.27,1762517.5857994535,1.1428074110236557,1,null,601.39,736011.54844986636,1.2238506600539856,1,null,210.48,363532.78387554816,1.7271606987625816,1,null,0,0,0,1,null,0,0,0,1]
[484,"TITAGARH",1,"1982-12-12",60,"WEST BENGAL","PVT","CESC","THERMAL","COAL","OIL"]
[484,"TITAGARH",2,"1983-04-26",60,"WEST BENGAL","PVT","CESC","THERMAL","COAL","OIL"]
[484,"TITAGARH",3,"1984-01-16",60,"WEST BENGAL","PVT","CESC","THERMAL","COAL","OIL"]
[484,"TITAGARH",4,"1985-03-17",60,"WEST BENGAL","PVT","CESC","THERMAL","COAL","OIL"]
[485,"TORANGALLU EXT",0,null,600,"KARNATAKA","PVT","JSW ENERGY LTD","THERMAL","COAL","OIL",4735.13,4355276.9739719676,0.91977981047446788,1,null,4229.9799999999996,3588574.7300703665,0.84836683153829728,1,null,2478.63,2202766.5059375782,0.88870323765046733,1,null,2152.69,1967427.398337489,0.91393902435440721,1,null,2289.4899999999998,2112782.3321114033,0.92281789049587626,1]
[485,"TORANGALLU EXT",1,"2009-04-27",300,"KARNATAKA","PVT","JSW ENERGY LTD","THERMAL","COAL","OIL"]
[485,"TORANGALLU EXT",2,"2009-08-24",300,"KARNATAKA","PVT","JSW ENERGY LTD","THERMAL","COAL","OIL"]
[486,"TORANGALLU IMP",0,null,260,"KARNATAKA","PVT","JSW ENERGY","THERMAL","COAL","OIL/COREX",2074.31,1225068.4340102021,0.59059081526396839,1,null,2029.2,1514292.6900301354,0.74625107925790235,1,null,1590.98,941239.02404996403,0.59160958908972072,1,null,1550.69,755371.08039600449,0.48711933422928144,1,null,1221.5,757325.76503211574,0.61999653297758139,1]
[486,"TORANGALLU IMP",1,"1999-05-16",130,"KARNATAKA","PVT","JSW ENERGY","THERMAL","COAL","OIL/COREX"]
[486,"TORANGALLU IMP",2,"1999-05-16",130,"KARNATAKA","PVT","JSW ENERGY","THERMAL","COAL","OIL/COREX"]
[487,"TORR POWER SAB.",0,null,422,"GUJARAT","PVT","TORR POWER","THERMAL","COAL","OIL",2720,2865065.1007299838,1.0533327576213176,1,null,2189,2220025.1836197479,1.0141732223023061,1,null,2521,2529133.2091503339,1.0032261837169114,1,null,2406.44,2396901.4628221998,0.9960362455836006,1,null,2549.71,2507297.9738558531,0.98336594116815368,1]
[487,"TORR POWER AEC",1,"1997-04-13",60,"GUJARAT","PVT","TORR POWER","THERMAL","COAL","OIL"]
[487,"TORR POWER AEC",2,"1963-04-30",0,"GUJARAT","PVT","TORR POWER","THERMAL","COAL","OIL"]
[487,"TORR POWER SAB.",3,"1978-10-12",120,"GUJARAT","PVT","TORR POWER","THERMAL","COAL","OIL"]
[487,"TORR POWER SAB.",4,"1984-12-31",121,"GUJARAT","PVT","TORR POWER","THERMAL","COAL","OIL"]
[487,"TORR POWER SAB.",5,"1988-09-28",121,"GUJARAT","PVT","TORR POWER","THERMAL","COAL","OIL"]
[488,"TROMBAY",0,null,500,"MAHARASHTRA","PVT","TATA PCL","THERMAL","OIL","GAS",770.18,523751.44736402732,0.68003771503288502,1,null,15,27242.522255760246,1.8161681503840164,1,null,0,0,0,1,null,0,0,0,1,null,0,0,0,1]
[488,"TROMBAY",1,"1990-03-23",500,"MAHARASHTRA","PVT","TATA PCL","THERMAL","OIL","GAS"]
[489,"TROMBAY GT",0,null,180,"MAHARASHTRA","PVT","TATA PCL","THERMAL","GAS","n/a",1119.27,464053.57142651099,0.41460377873659704,1,null,1149,521734.85816650366,0.45407733521888916,1,null,1372,583305.29726503103,0.4251496335750955,1,null,1314,564058.20367980842,0.4292680393301434,1,null,1371,582995.90842589748,0.42523406887373993,1]
[489,"TROMBAY GT",1,"1993-07-29",120,"MAHARASHTRA","PVT","TATA PCL","THERMAL","GAS","n/a"]
[489,"TROMBAY GT",2,"1994-12-09",60,"MAHARASHTRA","PVT","TATA PCL","THERMAL","GAS","n/a"]
[490,"TROMBAY_Coal",0,null,750,"MAHARASHTRA","PVT","TATA PCL","THERMAL","COAL","OIL",3797,3468809.237370193,0.91356577228606617,1,null,5064,4660448.9354118397,0.92030982136884665,1,null,4683,4285044.595470679,0.91502126745049739,1,null,4655,4184621.9405015134,0.89895208174038954,1,null,4721,3908611.6971162534,0.82792029170011727,1]
[490,"TROMBAY_Coal",1,"1984-01-25",500,"MAHARASHTRA","PVT","TATA PCL","THERMAL","COAL","OIL"]
[490,"TROMBAY_Coal",2,"2009-09-30",250,"MAHARASHTRA","PVT","TATA PCL","THERMAL","COAL","OIL"]
[491,"TROMBAY_Oil",0,null,150,"MAHARASHTRA","PVT","TATA PCL","THERMAL","OIL","GAS",0,0,0,1,null,0,0,0,1,null,0,0,0,1,null,null,0,0,1,null,0,0,0,1]
[491,"TROMBAY_Oil",1,"1965-06-30",150,"MAHARASHTRA","PVT","TATA PCL","THERMAL","OIL","GAS",0]
[492,"TUIRIAL ",0,null,60,"MIZORAM ","CENTER","NEEPCO","HYDRO",null,null,null,null,null,null,null,null,null,null,null,null,null,null,null,null,null,77.978149999999999,0,0,null,null,167.59779999999998,0,0]
[492,"TUIRIAL ",1,"2017-08-25",30,"MIZORAM ","CENTER","NEEPCO","HYDRO",null,null,null,null,null,null,null,null,null,null,null,null,null,null,null,null,null,49.851134017595307,0,0,null,1,83.798899999999989,0,0,null,1]
[492,{"$f":"A2272:U2272","v":"TUIRIAL "},2,"2017-11-28",30,"MIZORAM ","CENTER","NEEPCO","HYDRO",null,null,null,null,null,null,null,null,null,null,null,null,null,null,null,null,null,28.127015982404693,0,0,null,1,83.798899999999989,0,0,null,1]
[493,"TUTICORIN",0,null,1050,"TAMIL NADU","STATE","TNEB","THERMAL","COAL","OIL",7043.3289999999997,7345594.7669507712,1.0429151849857889,1,null,6501.3729999999996,6799181.7074696999,1.0458070483680446,1,null,5089.6549999999997,5347316.4378359001,1.0506245389591045,1,null,4812.82,4950557.9451784883,1.028618968749816,1,null,5807.8540000000003,5906107.741726297,1.0169173918156855,1]
[493,"TUTICORIN",1,"1979-07-09",210,"TAMIL NADU","STATE","TNEB","THERMAL","COAL","OIL",1429.598]
[493,"TUTICORIN",2,"1980-12-17",210,"TAMIL NADU","STATE","TNEB","THERMAL","COAL","OIL",1401.48]
[493,"TUTICORIN",3,"1982-04-16",210,"TAMIL NADU","STATE","TNEB","THERMAL","COAL","OIL",1381.376]
[493,"TUTICORIN",4,"1992-02-11",210,"TAMIL NADU","STATE","TNEB","THERMAL","COAL","OIL",1322.202]
[493,"TUTICORIN",5,"1991-03-31",210,"TAMIL NADU","STATE","TNEB","THERMAL","COAL","OIL",1508.673]
[494,"TUTICORIN- IND BARATH",0,null,300,"TAMIL NADU","PVT","IND BARATH","THERMAL","COAL","OIL",1262.5999999999999,1396548.9763189652,1.1060897959123754,1,null,728.36399999999992,764782.2,1.05,1,null,21.730399999999999,22816.92,1.05,1,null,0,0,0,1,null,0,0,0,1]
[494,"TUTICORIN- IND BARATH",1,"2013-03-10",150,"TAMIL NADU","PVT","IND BARATH","THERMAL","COAL","OIL",568.36900000000003,594024.62045983388,1.0451390214100944,null,1,364.18199999999996,382391.1,1.05,null,1,10.8652,11408.46,1.05,null,null,null,0,0,null,null,null,0,0]
[494,"TUTICORIN- IND BARATH",2,"2013-12-30",150,"TAMIL NADU","PVT","IND BARATH","THERMAL","COAL","OIL",694.23500000000001,802524.355726243,1.1559837169348175,null,1,364.18199999999996,382391.1,1.05,null,1,10.8652,11408.46,1.05,null,1,null,0,0,null,null,null,0,0]
[495,"TUTICORIN JV ",0,null,1000,"TAMIL NADU","CENTER","NTPL(JV of NLC & TANGEDCO)","THERMAL","COAL","OIL",6.3486500000000001,6158.1904999999997,0.97,1,null,3502.11,3712868.9109655744,1.0601805514291596,1,null,5806.8509999999997,5357686.882506297,0.92264927798324725,1,null,5026.3620000000001,4973570.4087766353,0.98949705746952477,1,null,5113.2709999999997,4970802.8279742701,0.97213756673062512,1]
[495,"TUTICORIN JV ",1,"2015-03-10",500,"TAMIL NADU","CENTER","NTPL(JV of NLC & TANGEDCO)","THERMAL","COAL","OIL",6.3486500000000001,6158.1904999999997,0.97,null,1,1896.9,2011056.4880059729,1.0601805514291596,null,1,2850.3644137998308,2630458.4605514966,0.92284988116478173,null,1,2446.7355529872093,2435855.3853284912,0.99555319019031929,null,1,2990.481976775704,2903219.912767679,0.9708200669036936,null,1]
[495,"TUTICORIN JV ",2,"2015-07-09",500,"TAMIL NADU","CENTER","NTPL(JV of NLC & TANGEDCO)","THERMAL","COAL","OIL",null,null,null,null,null,1605.21,1701812.4229596013,1.0601805514291596,null,1,2956.4865862001684,2727228.4219547999,0.92245587539092366,null,1,2579.6264470127908,2537715.0234481446,0.98375290980088237,null,1,2122.7899551762694,2067582.9152065918,0.97399316883186715,null,1]
[496,"U.B.D.C. ST.-I& II",0,null,91.35,"PUNJAB","STATE","PSEB","HYDRO",null,null,381.95860999999996,0,0,null,null,306.45999999999998,null,0,null,null,340.33975000000004,0,0,null,null,407.04454999999996,0,0,null,null,373.74289499999998,0,0]
[496,"U.B.D.C. ST.-I PH-1",1,"1971-08-30",15,"PUNJAB","STATE","PSEB","HYDRO",null,null,null,null,null,null,null,null,0,0]
[496,"U.B.D.C. ST.-I PH-2",2,"1972-05-24",15,"PUNJAB","STATE","PSEB","HYDRO",null,null,null,null,null,null,null,null,0,0]
[496,"U.B.D.C. ST.-I PH-3",3,"1973-04-12",15,"PUNJAB","STATE","PSEB","HYDRO",null,null,null,null,null,null,null,null,0,0]
[496,"U.B.D.C.ST-II PH-1",4,"1989-07-06",15.45,"PUNJAB","STATE","PSEB","HYDRO",null,null,null,null,null,null,null,null,0,0]
[496,"U.B.D.C.ST-II PH-2",5,"1991-07-06",15.45,"PUNJAB","STATE","PSEB","HYDRO",null,null,null,null,null,null,null,null,0,0]
[496,"U.B.D.C.ST-II PH-3",6,"1991-12-29",15.45,"PUNJAB","STATE","PSEB","HYDRO",null,null,null,null,null,null,null,null,0,0]
[497,"U.ROGNICHU",0,null,8,"SIKKIM","STATE","SIKKIM","HYDRO",null,null,"-",0,0,null,null,"-",0,0,null,null,"-",0,0,null,null,"-",0,0,null,null,"-",0,0]
[497,"U.ROGNICHU",1,"1993-03-05",2,"SIKKIM","STATE","SIKKIM","HYDRO",null,null,"-",null,null,null,null,"-",0,0,null,null,"-",null,null,null,null,"-",null,null,null,null,"-"]
[497,"U.ROGNICHU",2,"1993-11-21",2,"SIKKIM","STATE","SIKKIM","HYDRO",null,null,"-",null,null,null,null,"-",0,0,null,null,"-",null,null,null,null,"-",null,null,null,null,"-"]
[497,"U.ROGNICHU",3,"1994-03-02",2,"SIKKIM","STATE","SIKKIM","HYDRO",null,null,"-",null,null,null,null,"-",0,0,null,null,"-",null,null,null,null,"-",null,null,null,null,"-"]
[497,"U.ROGNICHU",4,"1994-03-26",2,"SIKKIM","STATE","SIKKIM","HYDRO",null,null,"-",null,null,null,null,"-",0,0,null,null,"-",null,null,null,null,"-",null,null,null,null,"-"]
[498,"UCHPINDA TPP",0,null,1440,"CHATTISGARH","PVT","RKM POWERGEN PVT LTD.","THERMAL","COAL","OIL",null,null,null,null,null,54.64,56345.821794170544,1.0312192861305005,1,null,122.02,137447.80865635665,1.1264367206716657,1,null,1324.32728,1273316.4653572238,0.96148171572605812,1,null,1729.12,1986689.7080236822,1.1489599958497283,1]
[498,"UCHPINDA TPP",1,"2015-10-28",360,"CHATTISGARH","PVT","RKM POWERGEN PVT LTD.","THERMAL","COAL","OIL",null,null,null,null,null,28.8,32097.469314101036,1.1144954622951748,null,1,104.63,114823.90137954251,1.0974280930855635,null,1,1171.1659999999999,1126054.6950800244,0.96148171572605812,null,1,570.64086799276674,655643.52932065458,1.1489599958497283,null,1]
[498,"UCHPINDA TPP",2,"2016-01-28",360,"CHATTISGARH","PVT","RKM POWERGEN PVT LTD.","THERMAL","COAL","OIL",null,null,null,null,null,25.84,24248.352484918796,0.93840373393648591,null,1,17.38,22623.907276814123,1.3017207869283156,null,1,106.52200000000001,102418.95532257117,0.96148171572605812,null,1,570.64086799276674,655643.52932065458,1.1489599958497283,null,1]
[498,"UCHPINDA TPP",3,"2017-09-18",360,"CHATTISGARH","PVT","RKM POWERGEN PVT LTD.","THERMAL","COAL","OIL",null,null,null,null,null,null,null,null,null,null,null,null,null,null,null,46.639279999423685,44842.81495407391,0.96148171572605812,null,1,570.64086799276674,655643.52932065458,1.1489599958497283,null,1]
[498,"UCHPINDA TPP",4,"2019-03-20",360,"CHATTISGARH","PVT","RKM POWERGEN PVT LTD.","THERMAL","COAL","OIL",null,null,null,null,null,null,null,null,null,null,null,null,null,null,null,null,null,null,null,null,17.19739602169982,19759.12006171836,1.1489599958497283,null,1]
[499,"UDUPI TPP",0,null,1200,"KARNATAKA","PVT","UPCL","THERMAL","COAL","OIL",6020.85,5323304.7313430747,0.88414505117102649,1,null,7629,6617046.1105931271,0.86735432043428073,1,null,7412,6696251.7624735963,0.90343385894139183,1,null,5809,5137352.8201374337,0.88437817526896778,1,null,4883.79,4365824.31887866,0.89394186049741287,1]
[499,"UDUPI TPP",1,"2010-07-23",600,"KARNATAKA","PVT","UPCL","THERMAL","COAL","OIL",2827.7327410396192,2492502.7550079208,0.88144919738473915,null,null,3852.1833786120028,3345084.0782747772,0.86836055023944869]
[499,"UDUPI TPP",2,"2011-04-17",600,"KARNATAKA","PVT","UPCL","THERMAL","COAL","OIL",3193.1172589603807,2830801.976335153,0.88653242169277835,null,null,3776.8166213879967,3271962.0323183495,0.86632801121169845]
[500,"UJJAINI",0,null,12,"MAHARASHTRA","STATE","MAHAGENCO","HYDRO",null,null,"-",0,0,null,null,"-",0,0,null,null,"-",0,0,null,null,"-",0,0,null,null,"-",0,0]
[500,"UJJAINI",1,"1994-05-02",12,"MAHARASHTRA","STATE","MAHAGENCO","HYDRO",null,null,"-",null,null,null,null,"-",null,null,null,null,"-",null,null,null,null,"-",null,null,null,null,"-"]
[501,"UKAI LBC",0,null,5,"GUJARAT","STATE","GSECL","HYDRO",null,null,"-",0,0,null,null,"-",0,0,null,null,"-",0,0,null,null,"-",0,0,null,null,"-",0,0]
[501,"UKAI LBC",1,"1987-12-08",2.5,"GUJARAT","STATE","GSECL","HYDRO",null,null,"-",null,null,null,null,"-",null,null,null,null,"-",null,null,null,null,"-",null,null,null,null,"-"]
[501,"UKAI LBC",2,"1988-01-29",2.5,"GUJARAT","STATE","GSECL","HYDRO",null,null,"-",null,null,null,null,"-",null,null,null,null,"-",null,null,null,null,"-",null,null,null,null,"-"]
[502,"UKAI_Coal",0,null,1110,"GUJARAT","STATE","GSECL","THERMAL","COAL","OIL",6105.9160000000002,6788714.7747110464,1.1118257726950462,1,null,5100.2139999999999,5561156.8937571486,1.0903771672634028,1,null,4893.3919999999998,5170913.5300785098,1.0567135291998904,1,null,6225.6930000000002,6392664.571073764,1.0268197566236825,1,null,6380.7039999999997,6731333.6297557494,1.0549515585985105,1]
[502,"UKAI_Coal",1,"1976-03-19",0,"GUJARAT","STATE","GSECL","THERMAL","COAL","OIL",96.081999999999994,125029.33517431925,1.3012774002864145]
[502,"UKAI_Coal",2,"1976-06-23",0,"GUJARAT","STATE","GSECL","THERMAL","COAL","OIL",91.233999999999995,117445.34625415344,1.2872980057232331]
[502,"UKAI_Coal",3,"1979-01-21",200,"GUJARAT","STATE","GSECL","THERMAL","COAL","OIL",1272.548,1455484.5658838083,1.1437561222710722]
[502,"UKAI_Coal",4,"1979-03-28",200,"GUJARAT","STATE","GSECL","THERMAL","COAL","OIL",1101.1569999999999,1269556.8650039027,1.1529299318842843]
[502,"UKAI_Coal",5,"1985-01-30",210,"GUJARAT","STATE","GSECL","THERMAL","COAL","OIL",1083.68,1250016.2927374302,1.153492075831823]
[502,"UKAI_Coal",6,"2013-03-05",500,"GUJARAT","STATE","GSECL","THERMAL","COAL","OIL",2461.2150000000001,2571182.3694445784,1.0446801150832326,null,1,2290.1379999999999,2327609.8421612997,1.0163622638292102,null,1,2844.4830000000002]
[503,"UKAI_Hydro",0,null,300,"GUJARAT","STATE","GSECL","HYDRO",null,null,687.17684999999994,0,0,null,null,489.05244999999996,0,0,null,null,393.68170000000003,0,0,null,null,302.01234999999997,0,0,null,null,209.52710000000002,0,0]
[503,"UKAI_Hydro",1,"1974-07-08",75,"GUJARAT","STATE","GSECL","HYDRO"]
[503,"UKAI_Hydro",2,"1974-12-13",75,"GUJARAT","STATE","GSECL","HYDRO"]
[503,"UKAI_Hydro",3,"1975-04-20",75,"GUJARAT","STATE","GSECL","HYDRO"]
[503,"UKAI_Hydro",4,"1976-03-04",75,"GUJARAT","STATE","GSECL","HYDRO"]
[504,"UMIAM I,II &IV",0,null,96,"MEGHALAYA","STATE","MEGEB","HYDRO",null,null,251.94395,0,0,null,null,297.58459999999997,0,0,null,null,261.3467,0,0,null,null,344.35954999999996,0,0,null,null,250.45144999999999,0,0]
[504,"UMIAM-I",1,"1965-02-21",9,"MEGHALAYA","STATE","MEGEB","HYDRO"]
[504,"UMIAM-I",2,"1965-03-16",9,"MEGHALAYA","STATE","MEGEB","HYDRO"]
[504,"UMIAM-I",3,"1965-09-06",9,"MEGHALAYA","STATE","MEGEB","HYDRO"]
[504,"UMIAM-I",4,"1965-09-11",9,"MEGHALAYA","STATE","MEGEB","HYDRO"]
[504,"UMIAM-II",5,"1970-07-22",9,"MEGHALAYA","STATE","MEGEB","HYDRO"]
[504,"UMIAM-II",6,"1970-07-24",9,"MEGHALAYA","STATE","MEGEB","HYDRO"]
[504,"UMIAM IV",7,"1992-09-16",30,"MEGHALAYA","STATE","MEGEB","HYDRO"]
[504,"UMIAM IV",8,"1992-08-11",30,"MEGHALAYA","STATE","MEGEB","HYDRO"]
[505,"UMTRU (NEW)",0,null,11.2,"MEGHALAYA","STATE","MEGEB","HYDRO",null,null,"-",0,0,null,null,"-",0,0,null,null,"-",0,0,null,null,"-",0,0,null,null,"-",0,0]
[505,"UMTRU",1,"1957-03-30",2.8,"MEGHALAYA","STATE","MEGEB","HYDRO",null,null,"-",null,null,null,null,"-",null,null,null,null,"-",null,null,null,null,"-",null,null,null,null,"-"]
[505,"UMTRU",2,"1957-04-02",2.8,"MEGHALAYA","STATE","MEGEB","HYDRO",null,null,"-",null,null,null,null,"-",null,null,null,null,"-",null,null,null,null,"-",null,null,null,null,"-"]
[505,"UMTRU",3,"1957-05-01",2.8,"MEGHALAYA","STATE","MEGEB","HYDRO",null,null,"-",null,null,null,null,"-",null,null,null,null,"-",null,null,null,null,"-",null,null,null,null,"-"]
[505,"UMTRU",4,"1957-06-01",2.8,"MEGHALAYA","STATE","MEGEB","HYDRO",null,null,"-",null,null,null,null,"-",null,null,null,null,"-",null,null,null,null,"-",null,null,null,null,"-"]
[506,"UNCHAHAR",0,null,1550,"UTTAR PRADESH","CENTER","NTPC","THERMAL","COAL","OIL",6925,6986426,1.0088701805054152,1,null,6353,6461209,1.0170327404375885,1,null,6335,6508757.57513751,1.0274281886562762,1,null,6337,6516833.0917380871,1.0283782691712304,1,null,6552,6835212.3269716641,1.0432253246293748,1]
[506,"UNCHAHAR",1,"1988-11-21",210,"UTTAR PRADESH","CENTER","NTPC","THERMAL","COAL","OIL"]
[506,"UNCHAHAR",2,"1989-03-22",210,"UTTAR PRADESH","CENTER","NTPC","THERMAL","COAL","OIL"]
[506,"UNCHAHAR",3,"1999-01-27",210,"UTTAR PRADESH","CENTER","NTPC","THERMAL","COAL","OIL"]
[506,"UNCHAHAR",4,"1999-10-22",210,"UTTAR PRADESH","CENTER","NTPC","THERMAL","COAL","OIL"]
[506,"UNCHAHAR",5,"2006-09-28",210,"UTTAR PRADESH","CENTER","NTPC","THERMAL","COAL","OIL"]
[506,"UNCHAHAR",6,"2017-03-31",500,"UTTAR PRADESH","CENTER","NTPC","THERMAL","COAL","OIL",null,null,null,null,null,null,null,null,null,null,0,0,0,null,1,2044.1935483870971,2102204.2231413187,1.0283782691712304,null,1,2113.5483870967741,2204907.2022489235,1.0432253246293748,null,1]
[507,"UNO SUGEN",0,null,382.5,"GUJARAT","PVT","TORR POWER","THERMAL","GAS","n/a",null,null,null,null,null,834.05799999999999,289453.60627786978,0.34704253934123264,1,null,0,0,0,1,null,0,0,0,1,null,0,0,0,1]
[507,"UNO SUGEN",1,"2012-12-03",382.5,"GUJARAT","PVT","TORR POWER","THERMAL","GAS","n/a",null,null,null,null,null,834.05799999999999,289453.60627786978,0.34704253934123264,null,1,null,0,0,null,"CDM#8048",null,0,0,null,"CDM#8048",null,null,null,null,"CDM#8048"]
[508,"UPPAR INDRAVATI",0,null,600,"ORISSA","STATE","OHPC","HYDRO",null,null,2682.94785,0,0,null,null,1751.6378,0,0,null,null,1514.0318000000002,0,0,null,null,1736.8421499999999,0,0,null,null,2131.1308000000004,0,0]
[508,"UPPAR INDRAVATI",1,"1999-05-09",150,"ORISSA","STATE","OHPC","HYDRO"]
[508,"UPPAR INDRAVATI",2,"1999-12-23",150,"ORISSA","STATE","OHPC","HYDRO"]
[508,"UPPAR INDRAVATI",3,"2000-09-30",150,"ORISSA","STATE","OHPC","HYDRO"]
[508,"UPPAR INDRAVATI",4,"2001-03-30",150,"ORISSA","STATE","OHPC","HYDRO"]
[509,"UPPER KOLAB",0,null,320,"ORISSA","STATE","OHPC","HYDRO",null,null,730.80759999999998,0,0,null,null,763.2346500000001,0,0,null,null,616.24329999999998,0,0,null,null,703.33564999999999,0,0,null,null,918.63374999999996,0,0]
[509,"UPPER KOLAB",1,"1988-03-10",80,"ORISSA","STATE","OHPC","HYDRO"]
[509,"UPPER KOLAB",2,"1989-04-14",80,"ORISSA","STATE","OHPC","HYDRO"]
[509,"UPPER KOLAB",3,"1990-08-10",80,"ORISSA","STATE","OHPC","HYDRO"]
[509,"UPPER KOLAB",4,"1993-01-12",80,"ORISSA","STATE","OHPC","HYDRO"]
[510,"UPPER SILERU I&II",0,null,240,"ANDHRA PRADESH","STATE","APGENCO","HYDRO",null,null,519.85765000000004,0,0,null,null,462.95359999999999,0,0,null,null,338.70795000000004,0,0,null,null,479.80889999999999,0,0,null,null,473.95829999999995,0,0]
[510,"UPPER SILERU-I",1,"1967-10-14",60,"ANDHRA PRADESH","STATE","APGENCO","HYDRO"]
[510,"UPPER SILERU-I",2,"1968-03-31",60,"ANDHRA PRADESH","STATE","APGENCO","HYDRO"]
[510,"UPPER SILERU-II",3,"1994-08-20",60,"ANDHRA PRADESH","STATE","APGENCO","HYDRO"]
[510,"UPPER SILERU-II",4,"1995-03-21",60,"ANDHRA PRADESH","STATE","APGENCO","HYDRO"]
[511,"UPPER SINDH I& II",0,null,105,"JAMMU & KASHMIR","STATE","JKEB","HYDRO",null,null,301.80340000000001,0,0,null,null,257.05825000000004,0,0,null,null,361.09545000000003,0,0,null,null,325.60380000000004,0,0,null,null,304.44015000000002,0,0]
[511,"UPPER SINDH-I",1,"1973-11-20",11.3,"JAMMU & KASHMIR","STATE","JKEB","HYDRO"]
[511,"UPPER SINDH-I",2,"1974-07-09",11.3,"JAMMU & KASHMIR","STATE","JKEB","HYDRO"]
[511,"UPPER SINDH-II",3,"2000-07-09",35,"JAMMU & KASHMIR","STATE","JKEB","HYDRO"]
[511,"UPPER SINDH-II",4,"2001-09-11",35,"JAMMU & KASHMIR","STATE","JKEB","HYDRO"]
[511,"UPPER SINDH-II",5,"2002-03-29",35,"JAMMU & KASHMIR","STATE","JKEB","HYDRO"]
[512,"URAN GT",0,null,672,"MAHARASHTRA","STATE","MAHAGENCO","THERMAL","GAS","GAS",3393.009,1631646.0364642262,0.48088467683528874,1,null,2801.53,1355100.1093946309,0.48370001727435752,1,null,3203.3,1533471.5190191434,0.47871617363941665,1,null,3119.8629999999998,1518188.8703625412,0.48662036453605212,1,null,2505.8969999999999,1226758.8414508861,0.48954878889710396,1]
[512,"URAN GT",1,"1982-02-20",0,"MAHARASHTRA","STATE","MAHAGENCO","THERMAL","GAS","GAS"]
[512,"URAN GT",2,"1982-03-29",0,"MAHARASHTRA","STATE","MAHAGENCO","THERMAL","GAS","GAS"]
[512,"URAN GT",3,"1982-05-26",0,"MAHARASHTRA","STATE","MAHAGENCO","THERMAL","GAS","GAS"]
[512,"URAN GT",4,"1982-07-21",0,"MAHARASHTRA","STATE","MAHAGENCO","THERMAL","GAS","GAS"]
[512,"URAN GT",5,"1985-10-10",108,"MAHARASHTRA","STATE","MAHAGENCO","THERMAL","GAS","GAS"]
[512,"URAN GT",6,"1985-08-02",108,"MAHARASHTRA","STATE","MAHAGENCO","THERMAL","GAS","GAS"]
[512,"URAN GT",7,"1985-06-17",108,"MAHARASHTRA","STATE","MAHAGENCO","THERMAL","GAS","GAS"]
[512,"URAN GT",8,"1986-01-15",108,"MAHARASHTRA","STATE","MAHAGENCO","THERMAL","GAS","GAS"]
[512,"URAN WHP",9,"1994-03-16",120,"MAHARASHTRA","STATE","MAHAGENCO","THERMAL","GAS","GAS"]
[512,"URAN WHP",10,"1994-10-28",120,"MAHARASHTRA","STATE","MAHAGENCO","THERMAL","GAS","GAS"]
[513,"URI",0,null,480,"JAMMU & KASHMIR","CENTER","NHPC","HYDRO",null,null,3061.2368999999999,0,0,null,null,3266.5551499999997,0,0,null,null,2789.0844999999999,0,0,null,null,2337.9116999999997,0,0,null,null,3033.04855,0,0]
[513,"URI",1,"1997-03-31",120,"JAMMU & KASHMIR","CENTER","NHPC","HYDRO"]
[513,"URI",2,"1997-01-22",120,"JAMMU & KASHMIR","CENTER","NHPC","HYDRO"]
[513,"URI",3,"1997-01-22",120,"JAMMU & KASHMIR","CENTER","NHPC","HYDRO"]
[513,"URI",4,"1996-10-21",120,"JAMMU & KASHMIR","CENTER","NHPC","HYDRO"]
[514,"URI -II",0,null,240,"JAMMU & KASHMIR","CENTER","NHPC","HYDRO",null,null,1182.2391,0,0,null,null,1189.5722499999999,0,0,null,null,1464.5803000000001,0,0,null,null,1201.4028000000001,0,0,null,null,1573.0154,0,0]
[514,"URI -II",1,"2013-09-25",60,"JAMMU & KASHMIR","CENTER","NHPC","HYDRO",null,null,295.559775,0,0,null,1,297.39306249999998,0,0,null,1,366.14507500000002,0,0,null,1,null,0,0,null,null,393.25385,0,0]
[514,"URI -II",2,"2013-11-16",60,"JAMMU & KASHMIR","CENTER","NHPC","HYDRO",null,null,295.559775,0,0,null,1,297.39306249999998,0,0,null,1,366.14507500000002,0,0,null,1,null,0,0,null,null,393.25385,0,0]
[514,"URI -II",3,"2013-09-27",60,"JAMMU & KASHMIR","CENTER","NHPC","HYDRO",null,null,295.559775,0,0,null,1,297.39306249999998,0,0,null,1,366.14507500000002,0,0,null,1,null,0,0,null,null,393.25385,0,0]
[514,"URI -II",4,"2014-02-02",60,"JAMMU & KASHMIR","CENTER","NHPC","HYDRO",null,null,295.559775,0,0,null,1,297.39306249999998,0,0,null,1,366.14507500000002,0,0,null,1,null,0,0,null,null,393.25385,0,0]
[515,"URUMI",0,null,3.75,"KERALA","STATE","KSEB","HYDRO",null,null,"-",0,0,null,null,"-",0,0,null,null,"-",0,0,null,null,"-",0,0,null,null,"-",0,0]
[515,"URUMI",1,"2004-01-25",1.25,"KERALA","STATE","KSEB","HYDRO",null,null,"-",null,null,null,null,"-",null,null,null,null,"-",null,null,null,null,"-",null,null,null,null,"-"]
[515,"URUMI",2,"2004-01-25",1.25,"KERALA","STATE","KSEB","HYDRO",null,null,"-",null,null,null,null,"-",null,null,null,null,"-",null,null,null,null,"-",null,null,null,null,"-"]
[515,"URUMI",3,"2004-01-25",1.25,"KERALA","STATE","KSEB","HYDRO",null,null,"-",null,null,null,null,"-",null,null,null,null,"-",null,null,null,null,"-",null,null,null,null,"-"]
[516,"UTRAN CCCP EXT",0,null,374.57100000000003,"GUJARAT","STATE","GSECL","THERMAL","GAS","n/a",129.215,52710.355818743345,0.40792753023057182,1,null,1237.5889999999999,453892.50078145385,0.36675544205827126,1,null,145.405,59645.968660777449,0.41020576088014471,1,null,242.18100000000001,98466.26064528343,0.40658127865226185,1,null,400.65,153221.58108720594,0.38243249990566819,1]
[516,"UTRAN CCCP EXT",1,"2009-07-10",229.24100000000001,"GUJARAT","STATE","GSECL","THERMAL","GAS","n/a",null,null,null,null,"CDM#6520",null,null,null,null,"CDM#6520",null,null,null,null,"CDM#6520",null,null,null,null,"CDM#6520",null,null,null,null,"CDM#6520"]
[516,"UTRAN CCCP EXT",2,"2009-10-10",145.33000000000001,"GUJARAT","STATE","GSECL","THERMAL","GAS","n/a",null,null,null,null,"CDM#6520",null,null,null,null,"CDM#6520",null,null,null,null,"CDM#6520",null,null,null,null,"CDM#6520",null,null,null,null,"CDM#6520"]
[517,"UTRAN GT",0,null,0,"GUJARAT","STATE","GSECL","THERMAL","GAS","n/a",0,0,0,1,null,0,0,0,1,null,0,0,0,1,null,null,0,0,1,null,0,0,0,1]
[517,"UTRAN GT",1,"1992-12-17",0,"GUJARAT","STATE","GSECL","THERMAL","GAS","n/a"]
[517,"UTRAN GT",2,"1992-12-28",0,"GUJARAT","STATE","GSECL","THERMAL","GAS","n/a"]
[517,"UTRAN GT",3,"1993-05-07",0,"GUJARAT","STATE","GSECL","THERMAL","GAS","n/a"]
[517,"UTRAN GT",4,"1993-07-17",0,"GUJARAT","STATE","GSECL","THERMAL","GAS","n/a"]
[518,"UTRAULA TPP",0,null,90,"UTTAR PRADESH","PVT","BAJAJ ENERGY PVT","THERMAL","COAL","OIL",485.62,639194.40646201465,1.3162439900786924,1,null,326.84899999999999,427366.41489678057,1.3075347175508587,1,null,376.2,483359.94014313561,1.2848483257393291,1,null,174.14500000000001,206599.46678154214,1.1863646201816997,1,null,177.70230000000001,214688.56408059777,1.2081361022372685,1]
[518,"UTRAULA TPP",1,"2012-02-21",45,"UTTAR PRADESH","PVT","BAJAJ ENERGY PVT","THERMAL","COAL","OIL",244.79146073667422,322205.28901723167,1.3162439900786924,null,1,155.65839637012678,203528.75733223333,1.3075347175508587,null,null,184.96348915662648,237650.0293657961,1.2848483257393291,null,null,80.178590915216986]
[518,"UTRAULA TPP",2,"2012-03-19",45,"UTTAR PRADESH","PVT","BAJAJ ENERGY PVT","THERMAL","COAL","OIL",240.82853926332581,316989.11744478298,1.3162439900786924,null,1,171.19060362987321,223837.65756454726,1.3075347175508587,null,null,191.23651084337351,245709.91077733951,1.2848483257393291,null,null,93.966409084783024]
[519,"VAIGAI DAM",0,null,13.5,"TAMIL NADU","STATE","TNEB","HYDRO",null,null,"-",0,0,null,null,"-",0,0,null,null,"-",0,0,null,null,"-",0,0,null,null,"-",0,0]
[519,"VAIGAI DAM",1,"1990-02-23",3,"TAMIL NADU","STATE","TNEB","HYDRO",null,null,"-",null,null,null,null,"-",null,null,null,null,"-",null,null,null,null,"-",null,null,null,null,"-"]
[519,"VAIGAI DAM",2,"1990-03-03",3,"TAMIL NADU","STATE","TNEB","HYDRO",null,null,"-",null,null,null,null,"-",null,null,null,null,"-",null,null,null,null,"-",null,null,null,null,"-"]
[519,"VAIGAI DAM (SANTHANUR)",3,"1999-04-10",7.5,"TAMIL NADU","STATE","TNEB","HYDRO",null,null,"-",null,null,null,null,"-",null,null,null,null,"-",null,null,null,null,"-",null,null,null,null,"-"]
[520,"VAITARNA",0,null,60,"MAHARASHTRA","STATE","MAHAGENCO","HYDRO",null,null,202.80089999999998,0,0,null,null,122.0069,0,0,null,null,152.75240000000002,0,0,null,null,203.59689999999998,0,0,null,null,153.39914999999999,0,0]
[520,"VAITARNA",1,"1976-06-26",60,"MAHARASHTRA","STATE","MAHAGENCO","HYDRO"]
[521,"VALANTHARVI GT",0,null,52.8,"TAMIL NADU","STATE","PIONEER","THERMAL","GAS","n/a",386.916,188435.61512210791,0.48701944381237244,1,null,170.73400000000001,88736.546023927396,0.51973564740430955,1,null,374.892,182398.73966401297,0.48653676169140175,1,null,370.625,180499.72502623158,0.48701443514666193,1,null,347.86900000000003,196660.76977975955,0.56532996553231107,1]
[521,"VALANTHARVI GT",1,"2005-10-29",38,"TAMIL NADU","STATE","PIONEER","THERMAL","GAS","n/a"]
[521,"VALANTHARVI GT",2,"2006-04-15",14.8,"TAMIL NADU","STATE","PIONEER","THERMAL","GAS","n/a"]
[522,"VALLUR ntpc/ntecl",0,null,1500,"TAMIL NADU","CENTER","NTPC/NTECL","THERMAL","COAL","OIL",5337.31,5366020.1059247507,1.005379134044069,1,null,7130.5069999999996,6988938.7288732408,0.98014611427676057,1,null,8564.3790000000008,8284397.7778326366,0.9673086370690317,1,null,6605.259,6616470.8888453646,1.001697418503251,1,null,7111.42,6940080.2557298606,0.9759063950279776,1]
[522,"VALLUR ntpc/ntecl",1,"2012-03-09",500,"TAMIL NADU","CENTER","NTPC/NTECL","THERMAL","COAL","OIL",2388.4299999999998,2457428.8502703696,1.0288887889828757,null,1,2638.1489999999999,2551067.0867386418,0.96699128318326288,null,null,2691.3319999999999,2609486.3990342896,0.96958918447604747,null,null,2999.5790000000002,3016071.9843402752,1.0054984330601977]
[522,"VALLUR ntpc/ntecl",2,"2013-08-25",500,"TAMIL NADU","CENTER","NTPC/NTECL","THERMAL","COAL","OIL",2802.87,2773590.8893309804,0.98955388203198158,null,1,2358.6729999999998,2315794.1003035274,0.9818207527298306,null,1,3165.5279999999998,3064339.8353664018,0.96803434857199233,null,null,2888.5239999999999,2899104.6629501171,1.0036629998400972]
[522,"VALLUR ntpc/ntecl",3,"2015-02-26",500,"TAMIL NADU","CENTER","NTPC/NTECL","THERMAL","COAL","OIL",146.01,135000.3663234007,0.9245967147688563,null,1,2133.6860000000001,2122077.5418196195,0.99455943462141072,null,1,2707.5189999999998,2610571.5437356429,0.96419324988509525,null,1,717.15599999999995,701294.24155497283,0.97788241547860288,null,1,2889.32,2798000.4583518822,0.96839410600137121,null,1]
[523,"VALUTHUR GT",0,null,187.2,"TAMIL NADU","STATE","TNEB","THERMAL","GAS","n/a",1014.8,458995.56278881239,0.45230150058022506,1,null,680.47500000000002,296938.86539474281,0.43636998478231059,1,null,906.99599999999998,407500.58675385854,0.44928598004165243,1,null,1198.136,544236.69631033484,0.45423616042781029,1,null,1125.961,518872.22662229446,0.46082610909462624,1]
[523,"VALUTHUR GT",1,"2002-02-24",59.9,"TAMIL NADU","STATE","TNEB","THERMAL","GAS","n/a"]
[523,"VALUTHUR GT",2,"2003-03-13",35.1,"TAMIL NADU","STATE","TNEB","THERMAL","GAS","n/a"]
[523,"VALUTHUR GT",3,"2008-09-01",58.5,"TAMIL NADU","STATE","TNEB","THERMAL","GAS","n/a"]
[523,"VALUTHUR GT",4,"2008-09-01",33.700000000000003,"TAMIL NADU","STATE","TNEB","THERMAL","GAS","n/a"]
[523,"VALUTHUR GT",5,"2008-05-06",0,"TAMIL NADU","STATE","TNEB","THERMAL","GAS","n/a"]
[524,"VARAHI",0,null,460,"KARNATAKA","STATE","KPCL","HYDRO",null,null,1313.8676499999999,0,0,null,null,748.62805000000003,0,0,null,null,737.04624999999999,0,0,null,null,758.62779999999998,0,0,null,null,1237.57105,0,0]
[524,"VARAHI",1,"1990-08-18",115,"KARNATAKA","STATE","KPCL","HYDRO"]
[524,"VARAHI",2,"1990-11-12",115,"KARNATAKA","STATE","KPCL","HYDRO"]
[524,"VARAHI",3,"2009-01-03",115,"KARNATAKA","STATE","KPCL","HYDRO"]
[524,"VARAHI",4,"2009-02-09",115,"KARNATAKA","STATE","KPCL","HYDRO"]
[525,"VATWA TORR ",0,null,0,"GUJARAT","PVT","TORR POWER","THERMAL","GAS","OIL",0,0,0,1,null,0,0,0,1,null,0,0,0,1,null,null,0,0,1,null,0,0,0,1]
[525,"VATWA TORR ",1,"1990-12-29",0,"GUJARAT","PVT","TORR POWER","THERMAL","GAS","OIL"]
[525,"VATWA TORR ",2,"1991-06-26",0,"GUJARAT","PVT","TORR POWER","THERMAL","GAS","OIL"]
[525,"VATWA TORR WHP",3,"1991-10-18",0,"GUJARAT","PVT","TORR POWER","THERMAL","GAS","OIL"]
[526,"VEMAGIRI CCCP",0,null,388.5,"ANDHRA PRADESH","PVT","VEMAGIRI","THERMAL","GAS","n/a",0,0,0,1,null,588.74800000000005,227152.06576822654,0.38582222915105707,1,null,301.17,110736.040658256,0.3676861595054487,1,null,0,0,0,1,null,0,0,0,1]
[526,"VEMAGIRI CCCP",1,"2006-01-13",251.5,"ANDHRA PRADESH","PVT","VEMAGIRI","THERMAL","GAS","n/a",null,null,null,null,"CDM#4334",null,null,null,null,"CDM#4334",null,null,null,null,"CDM#4334",null,null,null,null,"CDM#4334",null,null,null,null,"CDM#4334"]
[526,"VEMAGIRI CCCP",2,"2006-06-08",137,"ANDHRA PRADESH","PVT","VEMAGIRI","THERMAL","GAS","n/a",null,null,null,null,"CDM#4334",null,null,null,null,"CDM#4334",null,null,null,null,"CDM#4334",null,null,null,null,"CDM#4334",null,null,null,null,"CDM#4334"]
[527,"VIJAYWADA",0,null,1260,"ANDHRA PRADESH","STATE","APGENCO","THERMAL","COAL","OIL",8197.9699999999993,8543181.8139027935,1.0421094263461315,1,null,8131.18,8487595.520061858,1.0438331853509402,1,null,7262.06,7603991.4532868704,1.047084636217116,1,null,6992.78,7451311.9763537068,1.0655722010922275,1,null,6949.37,7486832.214331707,1.0773397033589673,1]
[527,"VIJAYWADA",1,"1979-11-01",210,"ANDHRA PRADESH","STATE","APGENCO","THERMAL","COAL","OIL"]
[527,"VIJAYWADA",2,"1980-10-10",210,"ANDHRA PRADESH","STATE","APGENCO","THERMAL","COAL","OIL"]
[527,"VIJAYWADA",3,"1989-10-05",210,"ANDHRA PRADESH","STATE","APGENCO","THERMAL","COAL","OIL"]
[527,"VIJAYWADA",4,"1990-08-23",210,"ANDHRA PRADESH","STATE","APGENCO","THERMAL","COAL","OIL"]
[527,"VIJAYWADA",5,"1994-03-31",210,"ANDHRA PRADESH","STATE","APGENCO","THERMAL","COAL","OIL"]
[527,"VIJAYWADA",6,"1995-02-24",210,"ANDHRA PRADESH","STATE","APGENCO","THERMAL","COAL","OIL"]
[528,"VIJAYWADA TPP-IV",0,null,500,"ANDHRA PRADESH","STATE","APGENCO","THERMAL","COAL","OIL",3429.3,3235103.756815589,0.94337146263540339,1,null,2836.89,2637198.7456513322,0.92960909504821565,1,null,3357.9,3138330.6629506005,0.93461111496786686,1,null,2852.05,2761804.4786349554,0.96835766506020415,1,null,2953.5549999999998,2896050.0498101092,0.98053025923340154,1]
[528,"VIJAYWADA TPP-IV",1,"2009-10-08",500,"ANDHRA PRADESH","STATE","APGENCO","THERMAL","COAL","OIL",3429.3,3235103.756815589,0.94337146263540339,null,null,2836.89,2637198.7456513322,0.92960909504821565,null,null,null,null,null,null,null,null,null,null,null,null,2953.5549999999998,2896050.0498101092,0.98053025923340154]
[529,"VIJESWARAM GT",0,null,272.3,"ANDHRA PRADESH","STATE","APGENCO","THERMAL","GAS","NAPT",638.98850000000004,283829.29327028192,0.44418529170756893,1,null,693.87431300000003,311624.51637481328,0.44910801644679599,1,null,669.57813799999997,303247.3581419012,0.45289315903844696,1,null,1156.305799,524787.77924239915,0.45384860968114815,1,null,1082.090254,486533.22568954056,0.44962351697656133,1]
[529,"VIJESWARAN GT",1,"1990-08-31",33,"ANDHRA PRADESH","STATE","APGENCO","THERMAL","GAS","NAPT"]
[529,"VIJESWARAN GT",2,"1991-03-02",33,"ANDHRA PRADESH","STATE","APGENCO","THERMAL","GAS","NAPT"]
[529,"VIJESWARAN GT",3,"1998-04-01",112.5,"ANDHRA PRADESH","STATE","APGENCO","THERMAL","GAS","NAPT"]
[529,"VIJESWARAN GT",4,"1992-03-30",34,"ANDHRA PRADESH","STATE","APGENCO","THERMAL","GAS","NAPT"]
[529,"VIJESWARAN GT",5,"1997-12-23",59.8,"ANDHRA PRADESH","STATE","APGENCO","THERMAL","GAS","NAPT"]
[530,"VINDH_CHAL STPS",0,null,4760,"MADHYA PRADESH","CENTER","NTPC","THERMAL","COAL","OIL",27594,26548438,0.96210908168442411,1,null,29047,28070102,0.9663683685062141,1,null,30015,29576678.224005442,0.98539657584559204,1,null,35116,33877953.126155123,0.9647440803666455,1,null,35136,34127614.481232487,0.97130050322269146,1]
[530,"VINDH_CHAL STPS",1,"1987-10-10",210,"MADHYA PRADESH","CENTER","NTPC","THERMAL","COAL","OIL",null,null,null,null,null,null,null,null,null,null,null,null,null,null,null,null,null,null,null,null,1550.1176470588239]
[530,"VINDH_CHAL STPS",2,"1988-07-23",210,"MADHYA PRADESH","CENTER","NTPC","THERMAL","COAL","OIL",null,null,null,null,null,null,null,null,null,null,null,null,null,null,null,null,null,null,null,null,1550.1176470588239]
[530,"VINDH_CHAL STPS",3,"1989-02-03",210,"MADHYA PRADESH","CENTER","NTPC","THERMAL","COAL","OIL",null,null,null,null,null,null,null,null,null,null,null,null,null,null,null,null,null,null,null,null,1550.1176470588239]
[530,"VINDH_CHAL STPS",4,"1989-12-26",210,"MADHYA PRADESH","CENTER","NTPC","THERMAL","COAL","OIL",null,null,null,null,null,null,null,null,null,null,null,null,null,null,null,null,null,null,null,null,1550.1176470588239]
[530,"VINDH_CHAL STPS",5,"1990-03-31",210,"MADHYA PRADESH","CENTER","NTPC","THERMAL","COAL","OIL",null,null,null,null,null,null,null,null,null,null,null,null,null,null,null,null,null,null,null,null,1550.1176470588239]
[530,"VINDH_CHAL STPS",6,"1991-02-01",210,"MADHYA PRADESH","CENTER","NTPC","THERMAL","COAL","OIL",null,null,null,null,null,null,null,null,null,null,null,null,null,null,null,null,null,null,null,null,1550.1176470588239]
[530,"VINDH_CHAL STPS",7,"1999-03-03",500,"MADHYA PRADESH","CENTER","NTPC","THERMAL","COAL","OIL",null,null,null,null,null,null,null,null,null,null,null,null,null,null,null,null,null,null,null,null,3690.7563025210088]
[530,"VINDH_CHAL STPS",8,"2000-02-26",500,"MADHYA PRADESH","CENTER","NTPC","THERMAL","COAL","OIL",null,null,null,null,null,null,null,null,null,null,null,null,null,null,null,null,null,null,null,null,3690.7563025210088]
[530,"VINDH_CHAL STPS",9,"2006-07-27",500,"MADHYA PRADESH","CENTER","NTPC","THERMAL","COAL","OIL",null,null,null,null,null,null,null,null,null,null,null,null,null,null,null,null,null,null,null,null,3690.7563025210088]
[530,"VINDH_CHAL STPS",10,"2007-03-08",500,"MADHYA PRADESH","CENTER","NTPC","THERMAL","COAL","OIL",null,null,null,null,null,null,null,null,null,null,null,null,null,null,null,null,null,null,null,null,3690.7563025210088]
[530,"VINDH_CHAL STPS",11,"2012-06-14",500,"MADHYA PRADESH","CENTER","NTPC","THERMAL","COAL","OIL",3245.5035211267609,3122528.4123148331,0.96210908168442411,null,1,3179.8169170798728,3072874.4863069365,0.9663683685062141,null,null,null,null,null,null,null,null,null,null,null,null,3690.7563025210088]
[530,"VINDH_CHAL STPS",12,"2013-03-22",500,"MADHYA PRADESH","CENTER","NTPC","THERMAL","COAL","OIL",3245.5035211267609,3122528.4123148331,0.96210908168442411,null,1,3179.8169170798728,3072874.4863069365,0.9663683685062141,null,1,null,null,null,null,null,null,null,null,null,null,3690.7563025210088]
[530,"VINDH_CHAL STPS",13,"2015-08-06",500,"MADHYA PRADESH","CENTER","NTPC","THERMAL","COAL","OIL",null,null,null,null,null,2073.4148664794789,2003682.5417563037,0.9663683685062141,null,1,3152.8361344537821,3106793.9310930097,0.98539657584559204,null,1,3688.6554621848745,3558608.5216549505,0.9647440803666455,null,1,3690.7563025210088,3584833.4539109762,0.97130050322269146,null,1]
[531,"VIR",0,null,9,"MAHARASHTRA","STATE","MAHAGENCO","HYDRO",null,null,"-",0,0,null,null,"-",0,0,null,null,"-",0,0,null,null,"-",0,0,null,null,"-",0,0]
[531,"VIR",1,"1975-02-20",4.5,"MAHARASHTRA","STATE","MAHAGENCO","HYDRO",null,null,"-",null,null,null,null,"-",null,null,null,null,"-",null,null,null,null,"-",null,null,null,null,"-"]
[531,"VIR",2,"1975-02-17",4.5,"MAHARASHTRA","STATE","MAHAGENCO","HYDRO",null,null,"-",null,null,null,null,"-",null,null,null,null,"-",null,null,null,null,"-",null,null,null,null,"-"]
[532,"VISHNU PRAYAG",0,null,400,"UTTARAKHAND","PVT","JVNL","HYDRO",null,null,1806.8603000000001,0,0,null,null,1204.5967500000002,0,0,null,null,2031.8397499999999,0,0,null,null,2150.0955000000004,0,0,null,null,1922.3598999999999,0,0]
[532,"VISHNU PRAYAG",1,"2006-06-03",100,"UTTARAKHAND","PVT","JVNL","HYDRO"]
[532,"VISHNU PRAYAG",2,"2006-06-23",100,"UTTARAKHAND","PVT","JVNL","HYDRO"]
[532,"VISHNU PRAYAG",3,"2006-08-16",100,"UTTARAKHAND","PVT","JVNL","HYDRO"]
[532,"VISHNU PRAYAG",4,"2006-09-30",100,"UTTARAKHAND","PVT","JVNL","HYDRO"]
[533,"VIZAG TPP",0,null,1040,"ANDHRA PRADESH","PVT","HINDUJA NATIONAL POWER CORP LTD","THERMAL","COAL","OIL",null,null,null,null,null,434.64,469965.16533459752,1.0812745383181428,1,null,3263.4830000000002,3303747.7091957079,1.0123379558575019,1,null,3300.57,3214987.581785969,0.97407041262144689,1,null,903.13,846468.68616530253,0.93726117631492978,1]
[533,"VIZAG TPP",1,"2015-12-27",520,"ANDHRA PRADESH","PVT","HINDUJA NATIONAL POWER CORP LTD","THERMAL","COAL","OIL",null,null,null,null,null,434.06,463796.46073467215,1.0685077195195876,null,1,1903.5530000000001,1907899.7148588249,1.0022834745651026,null,1,1829.86,1776716.5607903609,0.97095764746503066,null,1,225.12,210919.0375434969,0.93691825490181635,null,1]
[533,"VIZAG TPP",2,"2016-03-30",520,"ANDHRA PRADESH","PVT","HINDUJA NATIONAL POWER CORP LTD","THERMAL","COAL","OIL",null,null,null,null,null,0.57999999999999996,6168.7046179314002,10.635697617123105,null,1,1359.93,1395628.3170678755,1.0262501136586997,null,1,1470.71,1438271.0209956088,0.97794332057007072,null,1,678.01,635549.64857095631,0.93737503660854016,null,1]
[534,"WANAKBORI",0,null,1470,"GUJARAT","STATE","GSECL","THERMAL","COAL","OIL",6753.87,7423811.9322002027,1.099193785518555,1,null,5161.5379999999996,5725954.7152322959,1.1093504911195649,1,null,3539.63,3900185.6087778853,1.1018625135333029,1,null,7018.2169999999996,7445260.6503167171,1.0608478834890283,1,null,7582.3,8442609.3386024069,1.1134628461815552,1]
[534,"WANAKBORI",1,"1982-03-23",210,"GUJARAT","STATE","GSECL","THERMAL","COAL","OIL"]
[534,"WANAKBORI",2,"1983-01-15",210,"GUJARAT","STATE","GSECL","THERMAL","COAL","OIL"]
[534,"WANAKBORI",3,"1984-03-15",210,"GUJARAT","STATE","GSECL","THERMAL","COAL","OIL"]
[534,"WANAKBORI",4,"1986-03-09",210,"GUJARAT","STATE","GSECL","THERMAL","COAL","OIL"]
[534,"WANAKBORI",5,"1986-09-23",210,"GUJARAT","STATE","GSECL","THERMAL","COAL","OIL"]
[534,"WANAKBORI",6,"1987-11-18",210,"GUJARAT","STATE","GSECL","THERMAL","COAL","OIL"]
[534,"WANAKBORI",7,"1998-12-31",210,"GUJARAT","STATE","GSECL","THERMAL","COAL","OIL"]
[535,"WARDHA WARORA(Sai Wardha Power)",0,null,540,"MAHARASHTRA","PVT"," SAI WARDHA POWER LTD.","THERMAL","COAL","OIL",1045.82,1119445.5565423295,1.0703998360543205,1,null,1651.1588999999999,1772740.8961003206,1.0736343401597028,1,null,1229.48,1402978.338931662,1.141115218573431,1,null,999.17,1166862.6456842257,1.1678319461995714,1,null,940.39,1082404.03639572,1.1510161065044504,1]
[535,"WARDHA WARORA(Sai Wardha Power)",1,"2010-04-15",135,"MAHARASHTRA","PVT","SAI WARDHA POWER LTD.","THERMAL","COAL","OIL",null,null,null,null,null,245.6206193011576,263706.7315330159,1.0736343401597028]
[535,"WARDHA WARORA(Sai Wardha Power)",2,"2010-06-05",135,"MAHARASHTRA","PVT","SAI WARDHA POWER LTD.","THERMAL","COAL","OIL",null,null,null,null,null,112.00812765407083,120255.7722264021,1.0736343401597028]
[535,"WARDHA WARORA(Sai Wardha Power)",3,"2010-10-10",135,"MAHARASHTRA","PVT","SAI WARDHA POWER LTD.","THERMAL","COAL","OIL",null,null,null,null,null,676.3465039016188,726148.83243573643,1.0736343401597028]
[535,"WARDHA WARORA(Sai Wardha Power)",4,"2011-04-30",135,"MAHARASHTRA","PVT","SAI WARDHA POWER LTD.","THERMAL","COAL","OIL",null,null,null,null,null,617.18364715138716,662629.55776673846,1.0736343401597028]
[536,"WARNA",0,null,16,"MAHARASHTRA","STATE","MAHAGENCO","HYDRO",null,null,"-",0,0,null,null,"-",0,0,null,null,"-",0,0,null,null,"-",0,0,null,null,"-",0,0]
[536,"WARNA",1,"1998-09-16",8,"MAHARASHTRA","STATE","MAHAGENCO","HYDRO",null,null,"-",null,null,null,null,"-",null,null,null,null,"-",null,null,null,null,"-",null,null,null,null,"-"]
[536,"WARNA",2,"1999-09-01",8,"MAHARASHTRA","STATE","MAHAGENCO","HYDRO",null,null,"-",null,null,null,null,"-",null,null,null,null,"-",null,null,null,null,"-",null,null,null,null,"-"]
[537,"WY.CANAL A -D",0,null,62.4,"HARYANA","STATE","HPGCL","HYDRO",null,null,184.45310000000001,0,0,null,null,183,0,0,null,null,204.25360000000001,0,0,null,null,175.86625000000001,0,0,null,null,236.49160000000001,0,0]
[537,"WY.CANAL-A",1,"1986-05-29",8,"HARYANA","STATE","HPGCL","HYDRO"]
[537,"WY.CANAL-A",2,"1986-06-13",8,"HARYANA","STATE","HPGCL","HYDRO"]
[537,"WY.CANAL-B",3,"1987-05-15",8,"HARYANA","STATE","HPGCL","HYDRO"]
[537,"WY.CANAL-B",4,"1987-06-01",8,"HARYANA","STATE","HPGCL","HYDRO"]
[537,"WY.CANAL-C",5,"1989-03-27",8,"HARYANA","STATE","HPGCL","HYDRO"]
[537,"WY.CANAL-C",6,"1989-04-18",8,"HARYANA","STATE","HPGCL","HYDRO"]
[537,"WY.CANAL-D",7,"2004-04-16",7.2,"HARYANA","STATE","HPGCL","HYDRO"]
[537,"WY.CANAL-D",8,"2004-04-20",7.2,"HARYANA","STATE","HPGCL","HYDRO"]
[538,"YAMUNANAGAR TPP",0,null,600,"HARYANA","STATE","HPGCL","THERMAL","COAL","OIL",3194.3598200000001,3112650.5980209941,0.97442078332333715,1,null,3709.5522000000001,3583550.2308277041,0.96603310524318919,1,null,3123.5720609999998,3007344.278942503,0.96279010703524903,1,null,3156.0536689999999,3032152.9725874942,0.96074189180320124,1,null,3039.6611800000001,2926091.6537634791,0.96263743900676424,1]
[538,"YAMUNANAGAR TPP",1,"2007-11-13",300,"HARYANA","STATE","HPGCL","THERMAL","COAL","OIL",1800.6666399999999,1753497.9246668066,0.9738048596639779]
[538,"YAMUNANAGAR TPP",2,"2007-11-13",300,"HARYANA","STATE","HPGCL","THERMAL","COAL","OIL",1393.69318,1359152.673354187,0.9752165633430071]
[539,"YELHANKA (DG)",0,null,106.6,"KARNATAKA","STATE","KPCL","THERMAL","DISL","OIL",0,0,0,1,null,0,0,0,1,null,0,0,0,1,null,null,0,0,1,null,0,0,0,1]
[539,"YELHANKA (DG)",1,"1993-03-31",21.32,"KARNATAKA","STATE","KPCL","THERMAL","DISL","OIL"]
[539,"YELHANKA (DG)",2,"1993-05-14",21.32,"KARNATAKA","STATE","KPCL","THERMAL","DISL","OIL"]
[539,"YELHANKA (DG)",3,"1993-07-27",21.32,"KARNATAKA","STATE","KPCL","THERMAL","DISL","OIL"]
[539,"YELHANKA (DG)",4,"1993-10-19",21.32,"KARNATAKA","STATE","KPCL","THERMAL","DISL","OIL"]
[539,"YELHANKA (DG)",5,"1993-11-26",21.32,"KARNATAKA","STATE","KPCL","THERMAL","DISL","OIL"]
[540,"YERMARUS TPP",0,null,1600,"KARNATAKA","STATE","KPCL","THERMAL","COAL","OIL",null,null,null,null,null,0.99487499999999995,845.64374999999995,0.85,1,null,233.59664999999998,198557.15249999997,0.85,1,null,865.4,1024322.026043689,1.1836399653844336,1,null,686.5,703023.96207003226,1.0240698646322393,1]
[540,"YERMARUS TPP",1,"2016-03-29",800,"KARNATAKA","STATE","KPCL","THERMAL","COAL","OIL",null,null,null,null,null,0.99487499999999995,845.64374999999995,0.85,null,1,232.32364373297005,197475.09717302455,0.85,null,1,774.6,922837.91904764553,1.1913735076783443,null,1,59.123667526876822,63959.631630321754,1.0817940480645347,null,1]
[540,"YERMARUS TPP",2,"2017-03-29",800,"KARNATAKA","STATE","KPCL","THERMAL","COAL","OIL",null,null,null,null,null,null,null,null,null,null,1.2660689031769485,1076.1585677004061,0.85,null,1,90.8,101484.10699604337,1.117666376608407,null,1,627.37633247312317,639064.33043971029,1.0186299631682199,null,1]

{"sheet":"Transfer (1G)","index":2,"n_rows":187,"n_cols":7,"rows_kept":187,"cut":false,"hidden":false,"merged":[]}
[]
[null,"ELECTRICITY TRANSFERS"]
[null,"(Net, in GWh)"]
[]
[null,"How to read: "]
[null,"– \"From India to Buthan -3299.0\" = \"India IMPORTED 3299.0 GWh from Buthan\"."]
[null,"– \"From India to Nepal 209.0\" = \"India EXPORTED 290.0 GWh to Nepal\"."]
[null,"– \"India Net Imports 4852.7\" = \"India made net IMPORTS of 4852.7 GWh\""]
[null,"– \"India Total Imports 5061.7\" = \"India made total IMPORTS of 5061.7 GWh (before deducting exports)\""]
[]
[null,"Year 2000-2001"]
[null,"From                To","India","Bhutan","Nepal"]
[null,"India",null,-1390.37,88.19]
[null,"Bhutan",1390.37,null,0]
[null,"Nepal",-88.2,0]
[null,"Net imports",1302.1699999999998,-1390.37,88.19]
[null,"Total Imports",1390.37,0,88.19]
[]
[]
[null,"Year 2001-2002"]
[null,"From                To","India","Bhutan","Nepal"]
[null,"India",null,-1423.3,137.47]
[null,"Bhutan",1423.3,null,0]
[null,"Nepal",-137.47,0]
[null,"Net imports",1285.83,-1423.3,137.47]
[null,"Total Imports",1423.3,0,137.47]
[]
[]
[null,"Year 2002-2003"]
[null,"From                To","India","Bhutan","Nepal"]
[null,"India",null,-1519.58,174.98000000000002]
[null,"Bhutan",1519.58,null,0]
[null,"Nepal",-174.98000000000002,0]
[null,"Net imports",1344.6,-1519.58,174.98000000000002]
[null,"Total Imports",1519.58,0,174.98000000000002]
[]
[]
[null,"Year 2003-2004"]
[null,"From                To","India","Bhutan","Nepal"]
[null,"India",null,-1748.4,58.38]
[null,"Bhutan",1748.4,null,0]
[null,"Nepal",-58.38,0]
[null,"Net imports",1690.02,-1748.4,58.38]
[null,"Total Imports",1748.4,0,58.38]
[]
[]
[null,"Year 2004-2005"]
[null,"From                To","India","Bhutan","Nepal"]
[null,"India",null,-1735.05,40.159999999999997]
[null,"Bhutan",1735.05,null,0]
[null,"Nepal",-40.159999999999997,0]
[null,"Net imports",1694.8899999999999,-1735.05,40.159999999999997]
[null,"Total Imports",1735.05,0,40.159999999999997]
[]
[]
[null,"Year 2005-2006"]
[null,"From                To","India","Bhutan","Nepal"]
[null,"India",null,-1762.7,208.97000000000003]
[null,"Bhutan",1762.73,null,0]
[null,"Nepal",-209,0]
[null,"Net imports",1553.73,-1762.7,208.97000000000003]
[null,"Total Imports",1762.73,0,208.97000000000003]
[]
[]
[null,"Year 2006-2007"]
[null,"From                To","India","Bhutan","Nepal"]
[null,"India",null,-2957.35,207.45000000000002]
[null,"Bhutan",2957.4,null,0]
[null,"Nepal",-207.45000000000002,0]
[null,"Net imports",2749.9500000000003,-2957.35,207.45000000000002]
[null,"Total Imports",2957.4,0,207.45000000000002]
[]
[]
[null,"Year 2007-2008"]
[null,"From                To","India","Bhutan","Nepal"]
[null,"India",null,-5230.03,289.90200000000004]
[null,"Bhutan",5230.03,null,0]
[null,"Nepal",-289.90200000000004,0]
[null,"Net imports",4940.1279999999997,-5230.03,289.90200000000004]
[null,"Total Imports",5230.03,0,289.90200000000004]
[]
[]
[null,"Year 2008-2009"]
[null,"From                To","India","Bhutan","Nepal"]
[null,"India",null,-5897.14,90.01]
[null,"Bhutan",5897.1,null,0]
[null,"Nepal",-90,0]
[null,"Net imports",5807.1,-5897.14,90.01]
[null,"Total Imports",5897.1,0,90.01]
[]
[]
[null,"Year 2009-2010"]
[null,"From                To","India","Bhutan","Nepal"]
[null,"India",null,-5341.11,0]
[null,"Bhutan",5341.11,null,0]
[null,"Nepal",0,0]
[null,"Net imports",5341.11,-5341.11,0]
[null,"Total Imports",5341.11,0,0]
[]
[]
[null,"Year 2010-2011"]
[null,"From                To","India","Bhutan","Nepal"]
[null,"India",null,-5610,0]
[null,"Bhutan",5610,null,0]
[null,"Nepal",0,0]
[null,"Net imports",5610,-5610,0]
[null,"Total Imports",5610,0,0]
[]
[]
[null,"Year 2011-2012"]
[null,"From                To","India","Bhutan","Nepal"]
[null,"India",null,-5284.5,0]
[null,"Bhutan",5284.51,null,0]
[null,"Nepal",0,0]
[null,"Net imports",5284.51,-5284.5,0]
[null,"Total Imports",5284.51,0,0]
[]
[]
[null,"Year 2012-2013"]
[null,"From                To","India","Bhutan","Nepal"]
[null,"India",null,-4788.8,0]
[null,"Bhutan",4788.82,null,0]
[null,"Nepal",0,0]
[null,"Net imports",4788.82,-4788.8,0]
[null,"Total Imports",4788.82,0,0]
[]
[]
[null,"Year 2013-2014"]
[null,"From                To","India","Bhutan","Nepal"]
[null,"India",null,-5555.18,2150.1999999999998]
[null,"Bhutan",5555.18,null,0]
[null,"Nepal",-2150.1999999999998,0]
[null,"Net imports",3404.9800000000005,-5555.18,2150.1999999999998]
[null,"Total Imports",5555.18,0,2150.1999999999998]
[]
[]
[null,"Year 2014-2015"]
[null,"From                To","India","Bhutan","Nepal","Bangladesh"]
[null,"India",null,-4857,851,2412]
[null,"Bhutan",4857,null,0,0]
[null,"Nepal",-851,0,null,0]
[null,"Bangladesh",-2412,0,0]
[null,"Net imports",1594,-4857,851,2412]
[null,"Total Imports",4857,0,851,2412]
[]
[]
[null,"Year 2015-2016"]
[null,"From                To","India","Bhutan","Nepal","Bangladesh"]
[null,"India",null,-4727,1470,3681]
[null,"Bhutan",4727,null,0,0]
[null,"Nepal",-1470,0,null,0]
[null,"Bangladesh",-3681,0,0]
[null,"Net imports",-424,-4727,1470,3681]
[null,"Total Imports",4727,0,1470,3681]
[]
[]
[null,"Year 2016-2017"]
[null,"From                To","India","Bhutan","Nepal","Bangladesh","Myanmar"]
[null,"India",null,-5594.08,2075.7600000000002,4428.4799999999996,3.27]
[null,"Bhutan",5594.08,null,0,0,0]
[null,"Nepal",-2075.7600000000002,0,null,0,0]
[null,"Bangladesh",-4428.4799999999996,0,0,null,0]
[null,"Myanmar",-3.27,0,0,0]
[null,"Net imports",-913.42999999999984,-5594.08,2075.7600000000002,4428.4799999999996,3.27]
[null,"Total Imports",5594.08,0,2075.7600000000002,4428.4799999999996,3.27]
[]
[]
[null,"Year 2017-2018"]
[null,"From                To","India","Bhutan","Nepal","Bangladesh","Myanmar"]
[null,"India",null,-5611.14,2388.96,4808.83,5.0999999999999996]
[null,"Bhutan",5611.14,null,0,0,0]
[null,"Nepal",-2388.96,0,null,0,0]
[null,"Bangladesh",-4808.83,0,0,null,0]
[null,"Myanmar",-5.07,0,0,0]
[null,"Net imports",-1591.7199999999996,-5611.14,2388.96,4808.83,5.0999999999999996]
[null,"Total Imports",5611.14,0,2388.96,4808.83,5.0999999999999996]
[]
[]
[null,"Year 2018-2019"]
[null,"From                To","India","Bhutan","Nepal","Bangladesh","Myanmar"]
[null,"India",null,-4657.07,2798.84,5690.31,6.67]
[null,"Bhutan",4657.07,null,0,0,0]
[null,"Nepal",-2798.84,0,null,0,0]
[null,"Bangladesh",-5690.31,0,0,null,0]
[null,"Myanmar",-6.67,0,0,0]
[null,"Net imports",-3838.7500000000009,-4657.07,2798.84,5690.31,6.67]
[null,"Total Imports",4657.07,0,2798.84,5690.31,6.67]

{"sheet":"Units + Abbrev","index":3,"n_rows":85,"n_cols":11,"rows_kept":85,"cut":false,"hidden":false,"merged":[]}
[]
[null,"UNITS + ABBREVIATIONS"]
[]
[null,"Units"]
[null,null,null,"Coal","Lignite","Gas","Oil","Diesel","Naptha"]
[null,"Units for Fuel Consumption (t = metric tonnes, lt = liters)",null,"1'000 t","1'000 t","1'000'000 Nm3","1,000 lt","1,000 lt","1'000 t"]
[null,"Units for GCV",null,"kcal /kg","kcal /kg","kcal /Nm3","kcal /kg","kcal /kg","kcal /kg"]
[null,null,null,null,null,null,null,null,null,null,"Units:\n- Coal, lignite, oil, diesel, naptha: kcal/kg\n- Gas: kcal/Nm3"]
[]
[null,"Abbreviations"]
[null,"ABAN","ABAN Power Company",null,null,"M B Power (MP)","M B Power Madhya Pradesh"]
[null,"ADHPL","AD Hydropower Limited",null,null,"LANCO","Lanco Kodapalli Power Pvt Limited"]
[null,"APCPL","Aravali Power Company Private Limited",null,null,"LIGN","Lignite"]
[null,"APGCL","Assam Power Generation Corporation Limited",null,null,"MaduraiP","Madurai Power Corporation Limted"]
[null,"APPDCL","Andhra Pradesh Power Development Corporation Ltd.",null,null,"MAHAGENCO","Maharastra State Power Generation Company Ltd"]
[null,"APGENCO","Andhra Pradesh Power Generation Co Ltd",null,null,"MAPS","Madras Atomic Power Station"]
[null,"ASEB","Assam State Electricity Board",null,null,"MALANA","Malana Power Corporation Ltd"]
[null,"BBMB","Bhakra Beas Management Board",null,null,"MEECL","Meghalaya Energy Corporation Ltd."]
[null,"BM","Build Margin",null,null,"MJ","Mega Joules"]
[null,"BSEB","BSEB Ltd.",null,null,"MPDC","Manipur Power Development Corporation"]
[null,"BALCO","Bharat Aluminum Co. India Pvt. Ltd.",null,null,"MEGEB","Meghalaya State Electricity Board"]
[null,"Carborundum","Carborundum Universal Ltd.",null,null,"MPGPCL","Madhya Pradesh Power Generating Co. Ltd."]
[null,"CCGT","Combined Cycle Gas Turbine",null,null,"MU","Million Units OR Million kwh"]
[null,"CCPP","Combined Cycle Power Plant",null,null,"MW","Mega Watt"]
[null,"CESC","Calcutta Electric Supply Company",null,null,"n/a","Not Applicable"]
[null,"CR","Combined Grid (=NR+NER+WR+ER)",null,null,"NAPT","Naptha"]
[null,"CSEB","Chattisgarh State Electricity Board",null,null,"NAPS","Narora Atomic Power Plant"]
[null,"CSPGCL","Chattisgarh State Power Generation Co Ltd",null,null,"NCV","Net Calorific Value"]
[null,"D.B. Power Ltd","Diligent Power Limited",null,null,"NCTPP","National Capital Thermal Power Plant"]
[null,"DANS EPL","DANS Energy Pvt. Ltd.",null,null,"NDPL","North Delhi Power Limited"]
[null,"DG","Diesel Generator ",null,null,"NEEPCO","North Eastern Electric Power Corporation Ltd"]
[null,"DISL","Diesel  ",null,null,"NER","North Eastern Region"]
[null,"DPL","Durgapur projects Limited",null,null,"NHDC","Narmada Hydro Electric Development Corporation"]
[null,"Diesel-OC","Diesel Open Cycle",null,null,"NHPC","National Hydro Electric Corporation"]
[null,"Diesel-Eng","Diesel Engines",null,null,"NLC","Neyvelli Lignite Corporation Ltd"]
[null,"DVC","Damodar Valley Corporation",null,null,"NM3","Normal meter cube"]
[null,"DVC Tata JV","Damodar Valley Corporation-Tata Joint Venture",null,null,"NPC","Nuclear Power Corporation"]
[null,"ER","Eastern Region",null,null,"NR","Northern Region"]
[null,"EIPL","Eastern India Power Limted",null,null,"NTPC","NTPC Ltd"]
[null,"GAS-CC","Gas Combined Cycle Plant",null,null,"NTPC/NTECL","NTPC Tamilnadu Energy Company Limited"]
[null,"GAS-OC","Gas Open Cycle Plant",null,null,"NUCL","Nuclear"]
[null,"GCV","Gross Calorific Value",null,null,"OM","Operating Margin"]
[null,"GAMA","GAMA Infraprop",null,null,"OHPC","Orissa Hydro Power Corporation"]
[null,"GIPCL","Gujarat Industrial Power Corporation Ltd",null,null,"OPGC","Orissa Power Generation Corporation"]
[null,"GMDCL","Gujrat Mineral Development Corporation Limited",null,null,"PENNA","Penna Electricity Limited"]
[null,"GMR Chattisgarh","GMR Chattisgarh",null,null,"PPCL","Pondichery Power Corporation Limited"]
[null,"GMR Energ","GMR Energy",null,null,"PPGCL","Prayagraj Generation Co. Ltd."]
[null,"GMR K Ltd.","GMR Kamlanga Energy Ltd.",null,null,"PPNPG","PPN Power Generating Company Pvt. Limited"]
[null,"GPEC","Gujarat Paguthan Energy Corporation Pvt. Limited",null,null,"PSEB","Punjab State Electricity Board"]
[null,"GSECL","Gujarat State Electricity Corporation Limited",null,null,"PVT","Private"]
[null,"GSEGL","Gujarat State Energy Generation Limited",null,null,"RAPS","Rajasthan Atomic Power Station"]
[null,"GT","Gas Turbine",null,null,"RATANAGIRI","Ratnagiri Gas & power Pvt LTd"]
[null,"GVK Ind.","GVK Power & Infrastructure Limited",null,null,"RKM PPL","RKM Powergen Pvt. Ltd."]
[null,"GVK","GVK Group",null,null,"REL","Reliance Energy Ltd"]
[null,"GWh","Giga Watt hour",null,null,"RPG","RP Goenka Group"]
[null,"HEGL","HEG Limited",null,null,"RRVUNL","Rajasthan Rajya Vidyut Utpadan Nigam"]
[null,"HNPCL","Hinduja National Power Corp. Ltd.",null,null,"Samalpatti","Samalpatti Power Company Limited"]
[null,"HPGCL","Haryana Power Generation Corporation",null,null,"SCPL Ltd.","Spectrum Power Limited"]
[null,"HPPCL","Himachal Pradesh Power Corporation Ltd.",null,null,"SHIRPUR","Shirpur Power Pvt. Ltd."]
[null,"HPSEB","Himachal Pradesh State Electricity Board",null,null,"SJVNL","Sutluj Jal Vidyut Nigam Ltd"]
[null,"HIRANMAYE","Hiranmaye Energy ltd.",null,null,"SKS Power Gen.","SKS Power Generation Chattisgarh Ltd."]
[null,"IPEL","Ideal Energy Pvt. Ltd.",null,null,"SKPL","Sneha Kinetic Power Project Pvt. Ltd."]
[null,"IL&FS TN PC Ltd.","IL&FS Tamil Nadu Power Co. Ltd.",null,null,"SPECT. IND","Spectrum Power Generation Limited"]
[null,"INDSIL","Indsil Electrosmelt Ltd",null,null,"SR","Southern Region"]
[null,"IPCC","Inter Governmental Panel on Climate Change",null,null,"SSVNL","Sardar Sorovar Vidyut Nigam Limited"]
[null,"IP GT","Indraprastha Gas Turbine",null,null,"STPS","Super Thermal Power Station"]
[null,"IP Station","Indraprastha Station",null,null,"STCMS","STCMS Electric Company Ltd"]
[null,"IPGPCL","Indrapratha Prastha Power Generators Co Ltd",null,null,"Tata MAH","Tata Power Company Limited"]
[null,"JINDAL","JSW Energy Limited",null,null,"Tata PCL","Tata Power Company Limited"]
[null,"JIPL","Jas Infrastructure and Power Ltd.",null,null,"THDC","Tehri Hydroelectric Development Corporation"]
[null,"JPHPL","Jai Prakash Hydro Power Limited",null,null,"TNEB","Tamilnadu Electricity Board"]
[null,"JSW Energy","JSW Energy Limited",null,null,"TORR POWER","Torrent Power Limited"]
[null,"JKEB","Jammu & Kashmir Electricity Board",null,null,"TPS","Thermal Power Station"]
[null,"JKPDC","Jammu & Kashmir Power Development Corp. Ltd.",null,null,"TSECL","Tripura State Electricity Coporation Ltd"]
[null,"JKHCL","Jaypee Karcham Hydro Corporation Ltd ",null,null,"TSGENCO","Telengana Generation Corporation Ltd."]
[null,"JPHPL","Jai Prakash Hydro Power Limited",null,null,"TVNL","Tenughat Vidyut Nigam Limted"]
[null,"JPL","Jhabua Power Ltd.",null,null,"UPCL","Uttarakand Power Corporation Limited"]
[null,"JSEB","Jharkand State Electricity Board",null,null,"UPHPC","Uttar Pradesh Hydro Power Corporation Limited"]
[null,"JV NTPC & BSEB","Joint Venture NTPC & Bihar State Electricity Board",null,null,"UPRVUNL","Uttar Pradesh Rajya Vidyut Utpadan Nigam"]
[null,"KPCL","Karnataka Power Corporation Limited",null,null,"UJVNL","Uttarakand Jal Vidyut Nigam Limited"]
[null,"KEB","Kerala State Electricity Board",null,null,"VVNL","Visvesarya Vidyut Nigam Ltd"]
[null,"KSEB","Kerala State Electricity Board",null,null,"WBPDC","West Bengal Power Development Corporation Ltd"]
[null,"KSK Ventures ","KSK Energy Ventures Ltd.",null,null,"WBSEB","West Bengal State Electricity Board"]
[null,"LPG CO","Lalitpur Power Generation Co. Ltd.",null,null,"WHP","Waste Heat Recovery Plant"]
[null,"LVS Power","LVS Power Ltd.",null,null,"WR","Western Region"]

{"sheet":"Assumptions","index":4,"n_rows":71,"n_cols":14,"rows_kept":71,"cut":false,"hidden":false,"merged":[]}
[]
[null,"BASE PARAMETERS AND ASSUMPTIONS"]
[]
[]
[null,"Fuel Emission Factors (EF) (Source: for Indian Coal/Lignite - Initial National Communication; for Imported Coal Gas/Oil/Diesel/Naphta - IPCC 2006; for Corex - own assumption)"]
[null,null,"Unit","Coal","Imported Coal","Lignite","Gas","Oil","Diesel","Naphta","Corex"]
[null,"EF based on NCV","gCO2 /MJ",95.8,{"$f":"89.5","v":89.5},106.2,54.3,75.5,72.599999999999994,69.3,0]
[null,"Delta GCV NCV","%",3.5999999999999997E-2,0.05,3.5999999999999997E-2,0.1,0.05,0.05,0.05,"n/a"]
[null,"EF based on GCV","gCO2 /MJ",{"$f":"D7/(1+D8)","v":92.471042471042466},85.238095238095241,102.50965250965251,49.36363636363636,71.904761904761898,69.142857142857139,66,0]
[null,"Oxidation Factor","-",0.98,1,0.98,1,1,1,1,"n/a"]
[null,"Fuel Emission Factor","gCO2 /MJ",{"$f":"ROUND(D10*D7/(1+D8),1)","v":90.6},85.2,100.5,49.4,71.900000000000006,69.099999999999994,66,0]
[null,"n/a = not applicable (i.e. no assumptions were needed)"]
[]
[]
[null,"Assumptions at Station Level (only where data was not provided by station)"]
[null,null,"Unit","Coal","Lignite","Gas-CC","Gas-OC","Oil","Diesel-Eng","Diesel-OC","Naphta","Hydro","Nuclear"]
[null,"Auxiliary Power Consumption","%",8,10,3,1,{"$f":"Aux_Diesel","v":3.5},3.5,1,{"$f":"Aux_Diesel","v":3.5},0.5,10.5]
[null,"Gross Heat Rate","kcal /kWh (gross)",2500,2712.5,{"$f":"(N44+O44)/2","v":0},3150,{"$f":"K18","v":0},{"$f":"G50","v":1975},3213,{"$f":"D56","v":0},"n/a","n/a"]
[null,"Net Heat Rate","kcal /kWh (net)",{"$f":"D18/(1-Aux_Coal/100)","v":2717.391304347826},{"$f":"E18/(1-Aux_Lign/100)","v":3013.8888888888887},{"$f":"(N46+O46)/2","v":0},{"$f":"G18/(1-Aux_GasOC/100)","v":3181.818181818182},{"$f":"K19","v":0},{"$f":"I18/(1-$I$17/100)","v":2046.6321243523316},{"$f":"J18/(1-$I$17/100)","v":3329.533678756477},{"$f":"D58","v":0},"n/a","n/a"]
[null,"Specific Oil Consumption ","ml /kWh (gross)",2,3,"n/a","n/a","n/a","n/a","n/a","n/a","n/a","n/a"]
[null,"GCV  ","kcal /kg (or m3)",3755,"n/a",8800,"n/a",{"$f":"ROUND(40.4/kJ_kcal*1000*(1+H8),-2)","v":10100},10500,10500,11300,"n/a","n/a"]
[null,"Density","t /1,000 lt","n/a","n/a","n/a","n/a",0.95,0.83,0.83,0.7,"n/a","n/a"]
[null,"Specific CO2 emissions","tCO2 /MWh",{"$f":"ROUND((D19*kJ_kcal/1000)*$D$11/1000+SpecCons_OillF2*D71/1000,2)","v":1.04},{"$f":"ROUND((E19*kJ_kcal/1000)*$F$11/1000+SpecCons_OillF2_Lign*D71/1000,2)","v":1.28},{"$f":"ROUND((N48+O48)/2,2)","v":0},{"$f":"ROUND(($G$19*kJ_kcal/1000)*$G$11/1000,2)","v":0.66},{"$f":"ROUND((H19*kJ_kcal/1000)*$H$11/1000,2)","v":0},{"$f":"SpecEm_DieselR4","v":0.59},{"$f":"ROUND((J19*kJ_kcal/1000)*$I$11/1000,2)","v":0.96},{"$f":"SpecEm_Naphta","v":0},"n/a","n/a"]
[null,"n/a = not applicable (i.e. no assumptions were needed)"]
[]
[]
[null,"Assumptions at Unit Level (by capacity; only for units in the BM, where data was not provided by station)"]
[null,"Coal","Unit","67.5 MW","120 MW","200-250 MW","300 MW","500 MW","500 MW","600 MW","660 MW","660 MW","800 MW"]
[null,null,null,null,null,null,null,"Type 1","Type 2",null,"Type1","Type2"]
[null,"Gross Heat Rate","kcal /kWh",2750,2500,2500,2350,2425,2380,2380,{"$f":"1900/0.87238","v":2177.9499759279211},{"$f":"1850/0.87","v":2126.4367816091954},{"$f":"1850/0.87","v":2126.4367816091954}]
[null,"Auxiliary Power Consumption","%",12,9,9,9,7.5,6.5,6.5,6.5,6.5,5.25]
[null,"Net Heat Rate","kcal /kWh",{"$f":"D30/(1-D31/100)","v":3125},2747.2527472527472,2747.2527472527472,2582.4175824175823,2621.6216216216217,2545.4545454545455,2545.4545454545455,2329.3582630245141,2274.2639375499416,2244.2604555242169]
[null,"Net Efficiency","%",{"$f":"1/(D32*kJ_kcal/3600)","v":0.27515047291487532},0.3129836629406707,0.3129836629406707,0.332961343553905,{"$f":"1/(H32*kJ_kcal/3600)","v":0.32798220031734493},0.33779633951602994,0.33779633951602994,0.36913395483549816,0.3780762705956171,0.38313076619181519,"Not to publish"]
[null,"Specific Oil Consumption ","ml /kWh",2,2,2,2,2,2,2,2,2,0.5]
[null,"Specific CO2 Emissions","tCO2 /MWh",{"$f":"ROUND((D32*kJ_kcal/1000)*$D$11/1000+D34*$D$71/1000,2)","v":1.19},1.05,1.05,0.99,1,0.97,{"$f":"ROUND((J32*kJ_kcal/1000)*$D$11/1000+J34*$D$71/1000,2)","v":0.97},{"$f":"ROUND((K32*kJ_kcal/1000)*$D$11/1000+K34*$D$71/1000,2)","v":0.89},0.87,0.85]
[null,"Lignite","Unit","75 MW","125 MW","210/250 MW"]
[null,"Gross Heat Rate","kcal /kWh",2750,2560,2713]
[null,"Auxiliary Power Consumption","%",12,12,10]
[null,"Net Heat Rate","kcal /kWh",{"$f":"D37/(1-D38/100)","v":3125},{"$f":"E37/(1-E38/100)","v":2909.090909090909},{"$f":"F37/(1-F38/100)","v":3014.4444444444443}]
[null,"Net Efficiency","%",{"$f":"1/(D39*kJ_kcal/3600)","v":0.27515047291487532},{"$f":"1/(E39*kJ_kcal/3600)","v":0.29557179707652625},{"$f":"1/(F39*kJ_kcal/3600)","v":0.28524169003799743},null,null,null,null,null,null,null,"Not to publish"]
[null,"Specific Oil Consumption","ml /kWh",{"$f":"SpecCons_OillF2_Lign","v":3},{"$f":"SpecCons_OillF2_Lign","v":3},{"$f":"SpecCons_OillF2_Lign","v":3}]
[null,"Specific CO2 Emissions","tCO2 /MWh",{"$f":"ROUND((D39*kJ_kcal/1000)*$F$11/1000+SpecCons_OillF2_Lign*D71/1000,2)","v":1.32},{"$f":"ROUND((E39*kJ_kcal/1000)*$F$11/1000+SpecCons_OillF2_Lign*D71/1000,2)","v":1.23},{"$f":"ROUND((F39*kJ_kcal/1000)*$F$11/1000+SpecCons_OillF2_Lign*D71/1000,2)","v":1.28}]
[null,"Gas","Unit","0-49.9 MW","50-99.9 MW",">100 MW"]
[null,"Gross Heat Rate","kcal /kWh",1950,1910,1970]
[null,"Auxiliary Power Consumption","%",{"$f":"Aux_Gas","v":3},{"$f":"Aux_Gas","v":3},{"$f":"E45","v":3}]
[null,"Net Heat Rate","kcal /kWh",{"$f":"D44/(1-Aux_Gas/100)","v":2010.3092783505156},{"$f":"E44/(1-Aux_Gas/100)","v":1969.0721649484537},{"$f":"F44/(1-Aux_Gas/100)","v":2030.9278350515465}]
[null,"Net Efficiency","%",{"$f":"1/(D46*kJ_kcal/3600)","v":0.42771788257600812},{"$f":"1/(E46*kJ_kcal/3600)","v":0.43667532514304491},{"$f":"1/(F46*kJ_kcal/3600)","v":0.42337556904731766}]
[null,"Specific CO2 Emissions","tCO2 /MWh",{"$f":"ROUND((D46*kJ_kcal/1000)*$G$11/1000,2)","v":0.42},{"$f":"ROUND((E46*kJ_kcal/1000)*$G$11/1000,2)","v":0.41},{"$f":"ROUND((F46*kJ_kcal/1000)*$G$11/1000,2)","v":0.42}]
[null,"Diesel","Unit","0.1-1 MW","1-3 MW","3-10 MW",">10 MW"]
[null,"Gross Heat Rate","kcal /kWh",2350,2250,2100,1975]
[null,"Auxiliary Power Consumption","%",{"$f":"Aux_Diesel","v":3.5},{"$f":"Aux_Diesel","v":3.5},{"$f":"Aux_Diesel","v":3.5},{"$f":"Aux_Diesel","v":3.5}]
[null,"Net Heat Rate","kcal /kWh",{"$f":"D50/(1-Aux_Diesel/100)","v":2435.2331606217617},{"$f":"E50/(1-Aux_Diesel/100)","v":2331.6062176165806},{"$f":"F50/(1-Aux_Diesel/100)","v":2176.1658031088082},{"$f":"G50/(1-Aux_Diesel/100)","v":2046.6321243523316}]
[null,"Specific CO2 Emissions","tCO2 /MWh",{"$f":"ROUND((D52*kJ_kcal/1000)*$I$11/1000,2)","v":0.7},{"$f":"ROUND((E52*kJ_kcal/1000)*$I$11/1000,2)","v":0.67},{"$f":"ROUND((F52*kJ_kcal/1000)*$I$11/1000,2)","v":0.63},{"$f":"ROUND((G52*kJ_kcal/1000)*$I$11/1000,2)","v":0.59}]
[null,"Naphta","Unit","All sizes"]
[null,"Increment to Gas Heat Rate","%",0.02]
[null,"Gross Heat Rate","kcal /kWh",{"$f":"N44+N44*D55","v":0}]
[null,"Auxiliary Power Consumption","%",{"$f":"Aux_Napt","v":3.5}]
[null,"Net Heat Rate","kcal /kWh",{"$f":"D56/(1-Aux_Napt/100)","v":0}]
[null,"Specific CO2 Emissions","tCO2 /MWh",{"$f":"ROUND((D58*$J$11/1000)*kJ_kcal/1000,2)","v":0}]
[]
[]
[null,"Combined Margin","Unit"]
[null,"Weight OM","%",0.5]
[null,"Weight BM","%",{"$f":"1-D63","v":0.5}]
[]
[null,"Conversion Factors","Unit"]
[null,"Energy","kJ /kcal",4.1867999999999999]
[null,null,"MJ /kWh",3.6]
[]
[null,"Oil"]
[null,"Specific Emission","gCO2 /ml",{"$f":"GCV_Oil*kJ_kcal*Density_Oil*H9/1000000","v":2.8885829742857139}]